## Data_from_specification_report
Folder_ID | pdf_name_from_info | Data pdf published | Data center | Data center provider | Pdf info about DC | Pdf info about DC provider | Sustainability Report | Specification Report | Data center name from pdf | Operator | Address | City | Region | Country | Operating status | Year | SERVICES Full Cabinets | SERVICES Shared Rackspace | ISO27001 Certified | ISO9001 Certified | ISO14001 Certified | ISO22301 Certified | ISO45001 Certified | ISO50001 Certified | SOC 1 Type I/II/2 Certified | SOC 2 Type I/II/2 | SOC 3 Type I/II/2 | SAS70 Type 2 | DSS PCI Certified | Firesupression | Fenced Perimeter | CCTV surveillance | Onsite Security Staff | Biometric Access Control | Card Access Control | Mantrap Entry | Total Critical Power | UPS Redundancy | Cooling Redundancy | Standby Power Redundancy | Renewable energy certificates | Green Building certificate | Other certificates | Floor type | Colocation space | BUILDING Total Whitespace | Floors Number | Max Floor Load | Floor to Ceiling Height | Building/facility type | Power system in use | Renewable energy power capacity | PUE | Low carbon innot availablevation in use | Cooling system | WUE | Floor space | Reported clients | Sustainability policies | Green Building standards | Energy standards | Water efficiency standards | Security standards | Security system in use
0 | data-centers-2023-data-centers-sustainability-report.pdf | June 05, 2024, 06:29:34 (UTC-06:00) | Iron Mountain Data Centers SIN-1 | Iron Mountain Data Centers | No. | Yes | Yes | No | Iron Mountain Data Centers | Iron Mountain Data Centers | not available | Madrid, Chennai, Mumbai, Delhi NCR, Miami, North Virginia, London, Phoenix, North Virginia, New Jersey, Boston, Ohio. | North Virginia | The countries where Iron Mountain Data Centers are located include: - Belgium - Finland - France - Germany - Ireland - Luxembourg - Netherlands - Poland - South Africa - Spain - Sweden - Switzerland - United Kingdom - United States - Canada - Mexico - Argentina - Colombia - Brazil - Chile - Peru | Active | 2023 | not available | not available | not available | not available | not available | not available | not available | not available | not available | Yes | not available | not available | Yes | not available | not available | not available | not available | not available | not available | not available | not available | not available | not available | not available | ISO 14064-1 | ISO 14064-1, ISO 50001 | The ISO standard mentioned in the text is ISO 14064-1. | not available | not available | not available | not available | not available | not available | not available | not available | The on-site renewable energy generation capacity mentioned in the text is 21.3 MW. | 1.3 | not available | not available | 0.4 | 98M | Meta, Microsoft, Oracle, Google | Yes | BREEAM certification | The energy standards mentioned in the text are: - EPA Energy Star program - UL2799 - SS564 (SGP) - Global ISO 50001 - ISO 14064-1 | Water Usage Effectiveness (WUE) | SOC2 and PCI-DSS | not available
0 | 3515266c-3868-4cad-bc4e-ea362a2e7106.pdf | May 26, 2020, 03:25:27 (UTC-06:00) | Iron Mountain Data Centers SIN-1 | Iron Mountain Data Centers | Yes | Yes | No | No | SIN-1 Data Center | Iron Mountain | not available | Serangoon | Serangoon | Singapore | Active | not available | not available | not available | Yes | not available | not available | not available | not available | Yes | not available | Yes | Yes | not available | Yes. | not available | not available | not available | not available | not available | not available | not available | 6 MW | 2N/N+1 designs available | 2N/N+1 designs available | 2N/N+1 designs available | ISO 27001/ISO 50001 | ISO 27001/ISO 50001 | ISO 27001/ISO 50001 | not available | 153,000 SF | 153,000 SF | The text mentions four 10,000 SF data halls. | not available | not available | The type of facility mentioned in the text is a colocation data center. | not available | not available | not available | not available | not available | not available | 153,000 SF | not available | Yes. | ISO 50001 | ISO 50001 | not available | ISO 27001/ISO 50001, SOC 2 Type I/SOC 3 | not available
1 | 5832-1469162104.pdf | July 07, 2015, 00:21:35 (UTC+08:00) | 3 Loyang Way (SIN11) | Digital Realty | Yes | Yes | No | Yes | not available | Digital Realty | not available | Singapore | Northeast of Singapore | Singapore | Active | not available | not available | not available | not available | not available | not available | not available | not available | not available | not available | not available | not available | not available | not available | not available | Yes | Yes | Yes, 24/7. | Yes | not available | Yes | 13.2 MW | N+1 | N+1 | N+1 | not available | not available | not available | 800mm raised floor | 177,000 sq ft | not available | not available | 12.5 kN per square metre | not available | not available | The power systems mentioned in the text are: - 22kV utility power supplies - 22kV power switch rooms - HT/LV power transformers - N+1 generator sets | not available | 1.5 | not available | The cooling system in use by the data center is "modular magnetic bearing chillers." | not available | 177,000 sq ft | not available | not available | Green Mark platinum certified | not available | not available | MAS Threat Vulnerability Risk Assessment (TVRA) | The security systems in use are: - 24/7 onsite security - 2-factor authentication with biometric access to the data centres - 24/7 CCTV monitoring with digital recording and 90-day archiving - Single entrance/exit - Vehicle crash barrier - Perimetre fence - X-ray screening and circular man trap entry
1 | c1ac0gpgybecux3vakqd.pdf | 2023 | 3 Loyang Way (SIN11) | Digital Realty | Yes | Yes | No | No | SN 11 | not available | not available | not available | not available | not available | not available | not available | Yes | not available. | Yes | Yes | Yes | not available | not available | not available | not available. | Yes | Yes | not available. | Yes | not available. | not available | Yes | Yes, 24/7. | Yes | not available | not available | not available | N+1 | N+1 | not available | ISO 27001/ISO 50001 | not available | not available | Raised floor | 800 mm | 800 mm | not available | not available | not available | not available | not available | not available | not available | not available | Water storage providing 24-hours of support at full load | not available | 800 mm | not available | Yes | not available | not available | not available | not available | 24/7 onsite security 2-factor authentication with biometric access to the datacenters 24/7 CCTV monitoring with digital recording and 90-day archiving
3 | dlr-10-k-12-31-22.pdf | February 27, 2023, 01:08:15 (UTC-05:00) | 29A International Business Park (SIN10) | Digital Realty | Yes | Yes | No | No | not available | Equinix, Inc. | not available | not available | not available | Brazil Austria Japan Delaware (USA) | Not available | not available | Yes | Yes. | not available | not available | Yes | not available | not available | Yes | not available | not available | not available | not available | not available | Yes | not available | Yes | not available | not available | not available | not available | not available | not available | not available | not available | ISO 50001 | ISO 14001, ISO 50001 | ISO 14001, ISO 50001 | not available | not available | not available | not available | not available | not available | Colocation | not available | not available | not available | not available | not available | not available | not available | not available | Yes | The green building standards mentioned in the text are: - LEED (Leadership in Energy and Environmental Design) - BREEAM (Building Research Establishment Environmental Assessment Method) | not available | LEEDTM (Leadership in Energy and Environmental Design), G-SEED (Green Standard for Energy and Environmental Design), BCA Green Mark (Building and Construction Authority Green Mark) | ISO and SOC certifications | not available
3 | 342-1511496744.pdf | August 12, 2015, 17:38:29 (UTC+08:00) | 29A International Business Park (SIN10) | Digital Realty | Yes | Yes | No | No | not available | Digital Realty | not available | not available | Jurong East area of Singapore | Singapore | Active | not available | not available | not available | not available | not available | not available | not available | not available | not available | not available | not available | not available | not available | not available | not available | Yes | Yes | Yes, 7 x 24 onsite security. | Yes | not available | Yes | 21.6 MW | N+1 | N+2 | N+1 | not available | not available | not available | 800mm raised floor | not available | not available | not available | 15k-N per square metre | not available | not available | The power systems mentioned in the text are: - 22kV utility power supplies - 22kV power switch rooms - UPS (Uninterruptible Power Supply) - HT/LV power transformers - Power generators | not available | not available | not available | Dual chilled water loops | not available | 370,500 sq ft | not available | not available | not available | not available | not available | TVRA (Threat Vulnerability Risk Assessment) | The security systems in use are: - 24/7 onsite security - 2-factor authentication with biometric access to the data centres - CCTV monitoring 24/7 with digital recording and 90-day archiving - Single entrance/exit - Vehicle crash barrier - Fence and crash bollard perimeter - X-ray screening and circular man trap entry
4 | tm233597d2_ars.pdf | April 11, 2023, 20:08:26 (UTC-05:00) | Equinix SG3 | Equinix | No | Yes | No | No | IBX data center | not available | not available | São Paulo | not available | The country mentioned for the data center location is Brazil (São Paulo). | not available | not available | Yes | not available | not available | not available | Yes | Yes | not available | Yes | not available | not available | not available | not available | Yes | not available | not available | Yes | not available | not available | not available | not available | not available | not available | not available | not available | ISO 14064-3:2006, ISO 14064-3:2019, ISO 14001:2015, ISO 50001 | ISO 14001:2015, ISO 50001:2011 | The ISO Standards/certificates mentioned for the datacenter are: - ISO 22301 - ISO 14001:2015 Environmental Management Standard - ISO 50001:2011 Energy Management Standard | not available | not available | not available | not available | not available | not available | The type of facility mentioned in the text is "colocation." | not available | not available | 1.46 | not available | not available | not available | not available | not available | Yes | The green building standards mentioned in the text are: - LEED green buildings certifications - U.S. Environmental Protection Agency Energy Star for Data Centers - BCA Green Mark - NABERS - Green Globes | Energy and emissions are assured to ISO 14064-3:2019 standards for the quantification and reporting of greenhouse gas (GHG) emissions. | not available | not available | not available
4 | 238.pdf | August 26, 2014, 05:01:00 (UTC-07:00) | Equinix SG3 | Equinix | Yes | Yes | No | Yes | SG3 SINGAPORE IBX+ DATA CENTER | Equinix | not available | Los Angeles, Osaka, Tokyo, Shanghai, Hong Kong, Singapore | One-North area | The countries mentioned for the data center locations are: - United States (Americas) - EMEA (Europe, Middle East, and Africa) - Asia-Pacific Specific countries within these regions are not listed in the provided context. | not available | 2015 | not available | not available | not available | not available | not available | not available | not available | not available | not available | not available | not available | not available | not available | Yes | not available | Yes | Yes, 24/7. | Yes | Yes | not available | not available | not available | N+1 configuration | not available | not available | not available | not available | not available | 30,139 ft2 | not available | 7-story | 12.5 kN/m² | The slab-to-ceiling height mentioned in the text is 6 meters. | Colocation | not available | not available | not available | not available | Water-Cooled Centrifugal Chillers | not available | The leased space is 376,737 ft² and the colocation area is 30,139 ft². | not available | not available | not available | The energy standard mentioned in the text is "99.999+% Power availability." | not available | MAS requirements | The security systems in use are: 1. Physical – Secure 1.8m high blast resistant reinforced concrete external wall; rising barrier entrance for vehicles; Blast resistant external reinforced concrete walls meeting MAS requirements 2. Human – 24x7x365 security officers 3. Electronic – 24x7x365 CCTV recordings; access control; motion detectors; biometric scanners
4 | ibx_sg3_en.pdf | March 15, 2024, 18:32:16 (UTC+08:00) | Equinix SG3 | Equinix | Yes | Yes | No | No | SG3 Singapore Data Center | Equinix | 26A, Ayer Rajah Crescent, Singapore, 139963 | Singapore | Southeast Asia | Singapore | Active | not available | Yes | not available | Yes | not available | not available | not available | not available | not available | Yes | Yes | not available | not available | Yes | Yes | not available | Yes | Yes, 24/7 on-site security officers. | Yes | Yes | Yes | not available | 2N | N+1 | 2N | ISO 27001 | ISO 27001 | ISO 27001 | Raised | 10,890 m2 | 10,890 m2 | 7-story | 14.4 kN/m2 | not available | not available | 2N system with 3x2.5MVA paralleling system for each level | not available | not available | not available | N+1 High efficiency water-cooled chiller | not available | 10,890 m2 | not available | Yes. | The green building standards mentioned are: - SS 564 - BCA Green Mark Platinum Award | not available | not available | The security standards mentioned are: - SOC 1 Type II - SOC 2 Type II - ISO 27001 - PCI DSS | The security systems in use are: - Biometric readers (in common areas) - Additional biometric readers (optional) - PIN & card readers
8 | 62cfbe0726fd494b2f2a5a7a_SIN1 Data Center Data Sheet v6.0_EN.pdf | July 13, 2022, 22:32:04 (UTC+06:30) | BDx SIN1 | Big Data Exchange (BDx) | Yes | Yes | No | No | not available | BDx | 110 Paya Lebar, Singapore 409009 | Singapore | Paya Lebar | Singapore | Active | 2014 | not available | not available | Yes | not available | not available | not available | not available | not available | not available | not available | not available | not available | Yes | Yes | Yes | Yes | Yes, 24/7 | Yes | Yes | Yes | 9.6 MW | N + 1 | N + 1 | N + 1 diesel generator redundancy | not available | ISO 27001 | ISO 27001 | Raised floor | 45,000 ft2 | 45,000 ft2 | not available | 10 kN/m2 | 4,200 mm floor to ceiling height | not available | N + 1 distributed UPS (7,500 kVA) | not available | not available | not available | High efficiency water-cooled chillers with N + 1 redundancy | not available | 45,000 ft2 | not available | not available | not available | not available | not available | PCI/DSS | - Security of racks, cages and private room with secured locking mechanisms - External perimeter fence with 24/7 CCTV monitoring and guard patrols - Mantraps to data hall - Two-factor authentication (Biometric and Card) at all key entry/exit points
8 | 6277191b1cd1db4ebc4fde36_BDx CAN1 Data Sheet (EN).pdf | July 30, 2021, 23:15:28 (UTC+09:00) | BDx SIN1 | Big Data Exchange (BDx) | No | Yes | No | No | CAN1 Data Centre | Not available | No. 20, Doutang Road, Huangpu District, Guangzhou 511356 | Guangzhou | Huangpu District | China | Active | 2017 | Yes | not available | not available | not available | not available | not available | not available | not available | not available | not available | not available | not available | not available | Yes | Yes | Yes | Yes, 24/7 | Yes | Yes | Yes | 4050 KVA | N+1 | N+1 | N+1 | not available | not available | not available | Raised floor | not available | not available | The text mentions a 1st floor and a 2nd floor. | 20 kN/m2 | The floor to ceiling heights mentioned in the text are: - 6,200 mm for the 1st floor - 4,200 mm for the 2nd floor | The type of facility mentioned in the text is a "colocation" data centre. | The power systems mentioned for the data center are: - Dual power lead-in - 2 x 4MVA utility supply - Generators in N+1 redundancy with (3+1) * 2MW - Total UPS capacity is 4050 KVA (5 x 810 KVA) in N+1 mode redundancy | not available | not available | not available | The cooling systems mentioned in the text are high efficiency chillers, cooling towers, chilled water pumps, and computer room air conditioning (CRAC) units. | not available | not available | not available | not available | not available | not available | not available | AS1680.22 | The security systems in use are: - Security of racks, cages, and private room with secured locking mechanisms - External perimeter fence with 24/7 CCTV monitoring and guard patrols - Double interlocked mantraps to data hall - Two-factor authentication (Biometric and Card) at all key entry/exit points - Pre-authorized visitors only whose logs kept for 1 year
8 | 2020_11_03_Eng.pdf | November 03, 2020, 18:24:43 (UTC+08:00) | BDx SIN1 | Big Data Exchange (BDx) | Yes | Yes | No. | No | SIN1 | HGC | not available | Singapore | Southeast Asia | Singapore, Hong Kong | Active | not available | Yes | not available | not available | not available | not available | not available | not available | not available | not available | not available | not available | not available | not available | not available | not available | not available | not available | not available | not available | not available | 6 megawatts | not available | not available | not available | not available | not available | not available | not available | not available | not available | not available | not available | The size of the building floor to ceiling height is not availablet mentioned in the text provided. Therefore, the answer is 'not available'. | Colocation | 6 megawatts of power capacity | not available | not available | not available | not available | not available | not available | not available | not available | not available | not available | not available | not available | not available
9 | empyrion-dc-apac-outlook-Oct-23.pdf | October 06, 2023, 13:32:39 (UTC+01:00) | Empyrion SG1 Dodid Data Centre | Empyrion Digital | Yes | Yes | No | No | SG1 Dodid Data Centre, KR1 Gangnam Data Centre | EMPYRION DC | not available | Singapore and Seoul. | Singapore | Singapore | not available | not available | not available | not available | not available | not available | not available | not available | not available | not available | not available | not available | not available | not available | not available | not available | not available | not available | not available | not available | not available | not available | not available | not available | not available | not available | not available | not available | not available | not available | not available | not available | Nine-story | not available | not available | The type of facility mentioned in the text is a data centre. | Electrical Power Monitoring Systems (EPMS) | not available | 1.30 | The low-carbon technot availablelogy innot availablevations mentioned are: - Advanced cooling systems - High efficiency building integrated photovoltaic panels (BIPV) - Exterior plant walls | not available | not available | not available | not available | Yes | BCA-IMDA Green Mark (Platinum) Award | not available | Water Usage Effectiveness (WUE) | not available | not available
10 | tm233597d2_ars.pdf | April 11, 2023, 20:08:26 (UTC-05:00) | Equinix SG5 | Equinix | No. | No | No | No | IBX data center | Not available | not available | Bogotá | not available | The country mentioned for the data center location is Brazil (São Paulo). | Not available | not available | Yes | not available | not available | not available | Yes | Yes | not available | Yes | not available | not available | not available | not available | Yes | not available | not available | Yes | not available | not available | not available | not available | not available | not available | not available | not available | ISO 14064-3:2006, ISO 14064-3:2019, ISO 14001:2015, ISO 50001 | ISO 14001:2015, ISO 50001:2011 | The ISO Standards/certificates mentioned in the text for the data center are: - ISO 22301 - ISO 14001:2015 Environmental Management Standard - ISO 50001:2011 Energy Management Standard | not available | not available | not available | not available | not available | not available | The type of facility mentioned in the text is "colocation." | not available | not available | 1.46 | not available | not available | not available | not available | not available | Yes | The green building standards mentioned in the text are: - LEED green buildings certifications - U.S. Environmental Protection Agency Energy Star for Data Centers - BCA Green Mark - NABERS - Green Globes | Energy and emissions are assured to ISO 14064-3:2019 standards for the quantification and reporting of greenhouse gas (GHG) emissions. | not available | not available | not available
10 | ibx_sg4_en_feb2021.pdf | January 07, 2021, 04:53:57 (UTC-08:00) | Equinix SG5 | Equinix | Yes | Yes | No | Yes | Singapore IBX® Data Center | Equinix | 7, Tai Seng DriveSG4 Singapore IBX® Data Center Singapore 535218 | Singapore | Singapore | Singapore | Active | not available | Yes | not available | Yes | not available | not available | not available | not available | not available | Yes | Yes | not available | not available | Yes | Yes | not available | Yes | Yes, 24/7 on-site security officers. | Yes | Yes | Yes | not available | 2N | N+1 water-cooled chillers | N+2 MV genset ring | not available | - ISO 27001 - PCI DSS - SOC 1 Type - SOC 2 Type - SS 564 | - ISO 27001 - PCI DSS - SOC 1 Type - SOC 2 Type - SS 564 | Raised | 45,424 ft2 | The colocation space mentioned in the text is 45,424 ft2 (4,220 m2). | 7-story | 10-12.5 kN/m2 | not available | Colocation | UPS Configuration 2N Standby Power Configuration N+2 MV genset ring | not available | not available | not available | N+1 water-cooled chillers | not available | 45,424 ft2 (4,220 m2) | not available | Yes. | BCA Green Mark GoldPlus Award | not available | not available | - ISO 27001 - PCI DSS - SOC 1 Type - SOC 2 Type - SS 564 | The security systems in use are: - 24/7 on-site security officers - Biometric readers (in common areas) - Additional biometric readers (optional) - PIN & card readers - CCTV surveillance with 30-day retention - Motion detection - Man trap entry - Perimeter fence
10 | 0001628280-24-005350.pdf | February 16, 2024, 11:20:54 (UTC-05:00) | Equinix SG5 | Equinix | No | Yes | Yes | No | IBX data centers | Equinix | not available | not available | not available | Spain | Not available | not available | Yes | not available | Yes | not available | Yes | not available | not available | Yes | not available | not available | not available | not available | not available | not available | not available | Yes | not available | Yes | not available | not available | not available | not available | not available | not available | ISO 14064-3:2019 | ISO 14001:2015 Environmental Management Standard, ISO 50001:2011 Energy Management Standard | The ISO Standards/certificates mentioned in the text for the data center are: - ISO 14001:2015 Environmental Management Standard - ISO 50001:2011 Energy Management Standard - ISO 14064-3:2019 Standards - ISO 27001 standards | not available | not available | not available | not available | not available | not available | colocation | not available | not available | not available | not available | not available | not available | not available | not available | Yes | The green building standards mentioned in the text are: - ISO 14001:2015 Environmental Management Standard - ISO 50001:2011 Energy Management Standard - BCA Green Mark - U.S. EPA Energy Star for Data Centers | The energy standards mentioned in the text are: - ISO 50001 Energy Management - ISO 14064-3:2019 Standards for the quantification and reporting of GHG emissions (Scope 1, 2, and 3) | not available | ISO 27001 standards. | The security systems mentioned in the text are: - Dedicated cameras - Biometric hand scanners
10 | ibx_sg5_en.pdf | March 15, 2024, 18:31:52 (UTC+08:00) | Equinix SG5 | Equinix | Yes | Yes | No | Yes | SG5 Singapore Data Center | Equinix | 6 Sunview Drive, Singapore 627488 | Singapore | Southeast Asia | Singapore | not available | not available | Yes | not available | Yes | not available | not available | not available | not available | not available | Yes | Yes | not available | not available | Yes | Yes | not available | Yes | Yes, 24/7 | Yes | Yes | Yes | not available | 2N | N+1 | N+1 | not available | ISO 27001 | ▪ ISO 27001 | Slab | 7,700 m2 | 7,700 m2 | 9-story | 15 kN/m2 | not available | Colocation | AC Power Circuits | not available | not available | not available | High efficiency water-cooled chiller | not available | 7,700 m2 | not available | Yes. | not available | not available | not available | The security standards mentioned in the text are: - SOC 1 Type II - SOC 2 Type II - ISO 27001 - PCI DSS | The security systems mentioned in the text are: - 24/7 Man Trap Entry - 24/7 on-site security officers - Biometric readers (in common areas), additional biometric readers (optional) - PIN & card readers - Heat detectors - Pre-action sprinkler system with Nitrogen gas - Very Early Warning Fire Detection System (VEWFD) per NFPA 76 - Nitrogen gas suppression system (optional)
11 | tm233597d2_ars.pdf | April 11, 2023, 20:08:26 (UTC-05:00) | Equinix SG1 | Equinix | No | Yes | No | No | IBX data center | Not available | not available | São Paulo | not available | The country mentioned for the data center location is Brazil (São Paulo). | Not available | not available | Yes | not available | not available | not available | Yes | Yes | not available | Yes | not available | not available | not available | not available | Yes | not available | not available | Yes | not available | not available | not available | not available | not available | not available | not available | not available | ISO 14064-3:2006, ISO 14064-3:2019, ISO 14001:2015, ISO 50001 | ISO 14001:2015, ISO 50001:2011 | The ISO Standards/certificates mentioned for the datacenter are: - ISO 22301 - ISO 14001:2015 Environmental Management Standard - ISO 50001:2011 Energy Management Standard | not available | not available | not available | not available | not available | not available | The type of facility mentioned in the text is "colocation." | not available | not available | 1.46 | not available | not available | not available | not available | not available | Yes | The green building standards mentioned in the text are: - LEED green buildings certifications - U.S. Environmental Protection Agency Energy Star for Data Centers - BCA Green Mark - NABERS - Green Globes | Energy and emissions are assured to ISO 14064-3:2019 standards for the quantification and reporting of greenhouse gas (GHG) emissions. | not available | not available | not available
11 | ibx_sg1_en_feb2021.pdf | January 07, 2021, 04:53:51 (UTC-08:00) | Equinix SG1 | Equinix | No | Yes | No | No | Singapore IBX® Data Center | Equinix, Inc. | 20 Ayer Rajah Cres Ayer Rajah IndustriSG1 Singapore IBX® Data Center 139964, Singapore | Singapore | Ayer Rajah Industrial Park | Singapore | Active | not available | not available | not available | Yes | not available | not available | not available | not available | not available | Yes | Yes | not available | not available | Yes | Yes | not available | Yes | Yes, 24/7 on-site security officers. | Yes | Yes | Yes | not available | 2N | N+1 (on chillers) and N+25% (on CRAC units) | N+1 | ISO 27001 PCI DSS SOC 1 Type SOC 2 Type SS 564 | ISO 27001 | - ISO 27001 - PCI DSS - SOC 1 Type - SOC 2 Type - SS 564 | Raised | 109,209 ft2 | not available | 9-story | 9.96 kN/m2 | not available | Colocation | The power systems mentioned in the text are: - UPS Configuration 2N - 8 x 1,375 kVA and 3 x 2,000 kVA diesel generators | not available | not available | E-Clean energy saver project | CRAC units and water-cooled centrifugal chillers | not available | 109,209 ft2 (10,146 m2) | not available | Yes. | The green building standards mentioned are: - SS 564 Part 1: 2013 SG Standards for Green Data Centers - BCA-IMDA Green Mark Award (Certified) | The energy standards mentioned in the text are: - SS 564 Part 1: 2013 SG Standards for Green Data Centers - BCA-IMDA Green Mark Award (Certified) | not available | - ISO 27001 - PCI DSS - SOC 1 Type - SOC 2 Type - SS 564 | The security systems mentioned in the text are: - Man trap entry - 24/7 on-site security officers - Biometric readers (in common areas) - Additional biometric readers (optional) - PIN & card readers - CCTV surveillance with 30-day retention - Motion detection
11 | 234.pdf | March 10, 2015, 00:36:55 (UTC+08:00) | Equinix SG1 | Equinix | Yes | Yes | No | Yes | SG1 SINGAPORE IBX+ DATA CENTER | Equinix | not available | Singapore | The data center is located in the Asia-Pacific region. | The data center mentioned is located in Singapore. | not available | not available | not available | not available | Yes | not available | not available | not available | not available | not available | Yes | not available | not available | not available | not available | Yes | not available | Yes | Yes, 24/7 | not available | Yes | not available | 1.2 - 4kVA | N+N | N+1 | N+1 | not available | ISO / IEC 27001: 2013 | The ISO Standards/certificates assigned to the datacenter are: - ISO / IEC 27001: 2013 | Raised floors | 76,680 ft2 | not available | The building has 9 stories. | 12.5 kN/m2 | The slab-to-ceiling height of the building is 4.9 m. | not available | The power systems mentioned are: - Uninterruptible Power System - Standby Power (Critical Load Generator) | not available | not available | not available | The cooling systems mentioned are: - Air-Cooled Centrifugal Chillers - Water-Cooled Centrifugal Chillers | not available | Leased: 181,716 ft² (16,882 m²) Colocation Area: 76,680 ft² (7,124 m²) | not available | not available | BCA-IDA Green Mark Certified | ISO / IEC 27001: 2013 SSAE16 SOC-1 Type ll SS564: 2010 SS507: 2008 BCA-IDA Green Mark Certified | not available | The security standards mentioned are: - ISO / IEC 27001: 2013 - SSAE16 SOC-1 Type ll - SS564: 2010 - SS507: 2008 | The security systems in use are: 1. Physical access control lists 2. 24x7 Equinix not availableC personnel 3. 24x7x365 security officers 4. 24x7x365 CCTV recordings 5. Access control 6. Motion detectors 7. Geometric readers (optional)
12 | 1-Net_North_Brochure_2016.pdf | June 15, 2016, 22:58:33 (UTC+08:00) | 1-Net North | 1-Net Singapore Pte Ltd | No. | No. | No | No | not available | not available | not available | not available | not available | not available | not available | not available | not available | not available | not available | not available. | not available. | not available. | not available. | not available. | not available. | not available. | not available. | not available. | not available. | not available. | not available | not available | not available | not available | not available | not available | not available | not available | not available | not available | not available | not available | not available | not available | not available | not available | not available | not available | not available | not available | not available | not available | not available | not available | not available | not available | not available | not available | not available | not available | not available | not available | not available | not available
12 | 1-Net_Pocket_Brochure.pdf | February 17, 2016, 01:47:36 (UTC+08:00) | 1-Net North | 1-Net Singapore Pte Ltd | Yes | Yes | No | Yes | not available | 1-Net | not available | Singapore | not available | Singapore | Active | Not available | not available | not available | Yes | not available | not available | Yes | not available | not available | not available | not available | not available | not available | not available | not available | Yes | not available | not available | not available | Yes | not available | 30 MVA | N+1 | The information provided does not availablet specify the redundancy level for the power cooling systems, so the answer is "not available" | n+1 | not available | ISO27001, ISO22301 | not available | Raised floors | not available | not available | The text mentions that 1-Net not availablerth is a five-level building. | 12.5 kN per square meter | The floor to ceiling height mentioned in the text is 5.9 meters from slab-to-slab for levels 2 to 5. | not available | The power systems mentioned in the text are: - 3 Independent UPS Systems | not available | not available | not available | not available | not available | Approximately 20,000 m2 | not available | not available | BCA-IDA Green Mark Award for New Data Centres (Gold Plus) | BCA-IDA Green Mark Award for New Data Centres (Gold Plus) | not available | The security standards mentioned in the text are: - ISO27001 Information Security Management System (ISMS) - ISO22301 Business Continuity Management System (BCMS) | The security systems mentioned in the text are: - Multiple layers of security access control in facility - Security and monitoring environment - Highly Secured Premise - Bomb-blast proof reinforced concrete wall around facility - Reinforced concrete anti-crash wall with anti-climb fencing on perimeter
13 | 240905_CBDT_FullBook_FINAL.pdf | September 05, 2024, 19:26:39 (UTC+02:00) | Epsilon Global Hubs - Singapore | Epsilon | No. | No. | No. | No | National Data Centre of the National Informatics Centre | National Informatics Centre | not available | Sao Paulo | India | India | Not available | not available | not available | not available. | not available | not available | not available | not available. | not available | not available | not available. | not available. | not available | not available | not available | not available | not available | not available | not available | not available | not available | not available | not available | not available | not available | not available | not available | not available | not available | not available | not available | not available | not available | not available | not available | not available | not available | not available | not available | not available | not available | not available | not available | not available | not available | not available | not available | not available | The security standards mentioned in the text are: - 2017 Trust Services Criteria for Security, Availability, Processing Integrity, Confidentiality, and Privacy | not available
13 | 240905_CBDT_FullBook_FINAL.pdf | September 05, 2024, 19:26:39 (UTC+02:00) | Epsilon Global Hubs - Singapore | Epsilon | No. | No | No. | No | National Data Centre of the National Informatics Centre | National Informatics Centre | not available | Sao Paulo | India | India | Active | not available | not available | not available. | not available | not available | not available | not available. | not available | not available | not available. | not available. | not available. | not available | not available | not available | not available | not available | not available | not available | not available | not available | not available | not available | not available | not available | not available | not available | not available | not available | not available | not available | not available | not available | not available | not available | not available | not available | not available | not available | not available | not available | not available | not available | not available | not available | not available | not available | 2017 Trust Services Criteria for Security, Availability, Processing Integrity, Confidentiality, and Privacy (With Revised Points of Focus — 2022) (2017 TSC) | not available
13 | Ic1c6f392c23b11e8a5b3e3d9e23d7429.pdf | September 27, 2018, 11:28:19 (UTC+00:00) | Epsilon Global Hubs - Singapore | Epsilon | No. | Yes | No | No | not available | Not available | not available | not available | not available | not available | not available | not available | not available | not available | not available | not available | not available | not available | not available | not available | not available | not available | not available. | not available | not available | not available | not available | not available | not available | not available | not available | not available | not available | not available | not available | not available | not available | not available | not available | not available | not available | not available | not available | not available | not available | not available | not available | not available | not available | not available | not available | not available | The floor space of the facilities mentioned in the text are as follows: - Israel research and development facility: 2,370 square metres - Germany leased office space: 1,870 square metres - Russia regional headquarters: 560 square metres - Philippines regional headquarters: not availablet specified - India, Mumbai office space: 1,330 square metres - India, Bangalore office space: 2,750 square metres | not available | not available | not available | not available | not available | not available | not available
13 | d86e9e35-ad09-4e57-b6da-7cdf34132454.pdf | April 26, 2021, 03:49:27 (UTC+01:00) | Epsilon Global Hubs - Singapore | Epsilon | Yes | Yes | No | No | not available | not available | not available | not available | Singapore | not available | Not available | not available | Yes | Yes. | Yes | not available | not available | not available | not available | not available | not available | not available | not available | not available | not available | Yes | not available | Yes | Yes, 24/7 | not available | Yes | not available | 2494kW | N+1 | N+1 | N+1 | not available | ISO 27001 Certified | TIA 942 & ISO 27001 Certified | Raised - Heavy duty anti-static HPL tile | 12900 sq ft | The total white space mentioned in the text is 12900 sq ft. | not available | 7.5Kn Per Sq M | The building floor to ceiling height is not availablet mentioned in the text provided. Therefore, the answer is "not available" | Colocation | The power system mentioned in the text is "UPS." | not available | not available | not available | Hot / Cold Aisle Containment: Mix | not available | The total white space of the facility is 12900 sq ft. | not available | not available | not available | not available | not available | TIA 942 & ISO 27001 Certified | The security systems mentioned in the text are: - Building security guard - Facility security guard - Online Access Booking - Access control system - CCTV
14 | Colocation Singapore Data Sheet.pdf | April 26, 2021, 03:49:27 (UTC+01:00) | STT Loyang | ST Telemedia Global Data Centres | No. | No. | No | No | not available | Not available | not available | not available | Singapore | not available | Not available | not available | Yes | Yes. | Yes | not available | not available | not available | not available | not available | not available | not available | not available | not available | not available | Yes | not available | Yes | Yes, 24/7 | not available | Yes | not available | not available | N+1 | N+1 | N+1 | not available | ISO 27001 Certified | ISO 27001 Certified | Raised - Heavy duty anti-static HPL tile | 12900 sq ft | The total white space mentioned in the text is 12900 sq ft. | not available | 7.5Kn Per Sq M | The building floor to ceiling height is not availablet mentioned in the text provided. Therefore, the answer is "not available" | Colocation | VRLA Batteries | not available | not available | not available | Hot / Cold Aisle Containment: Mix | not available | The total white space of the facility is 12900 sq ft. | not available | not available | not available | not available | not available | TIA 942 & ISO 27001 Certified | The security systems mentioned in the text are: - Building security guard - Facility security guard - Online Access Booking - Access control system - CCTV
14 | STT-GDC_Award-Writeup.pdf | 2020 | STT Loyang | ST Telemedia Global Data Centres | Yes | Yes | No | No | not available | STT GDC | not available | Bekasi | Bekasi, Indonesia | Indonesia and the Philippines. | Active | not available | not available | not available | The provided context does not availablet mention whether the data center has ISO 27001 certification. Therefore, I cannot availablet confirm if it is certified. | not available | not available | not available | not available | not available | not available | not available | not available | not available | not available | not available | not available | not available | not available | not available | not available | not available | not available | not available | not available | not available | not available | not available | not available | not available | not available | not available | not available | not available | not available | not available | The power system in use by the data center is "fuel cell energy-powered servers." | not available | not available | 1. AI-based cooling system 2. Cold energy from regasification of liquefied natural gas 3. Fuel cell energy-powered servers using solid oxide fuel cell technot availablelogy | Chassis-level precision immersion technot availablelogy | 18% | not available | not available | Yes | not available | The energy standards mentioned in the text are that data centers must adhere to energy efficiency guidelines, including maintaining a certain PUE (Power Usage Effectiveness) and demonstrating energy-efficient measures. | not available | not available | not available
14 | RBC-Datacenter-Download-20210920.pdf | September 21, 2021, 06:45:00 (UTC-04:00) | STT Loyang | ST Telemedia Global Data Centres | Yes | Yes | No | No | not available | Alestra | not available | not available | not available | not available | not available | 2019, 2020 | not available | not available | not available | not available | Yes | not available | not available | not available | not available | not available | not available | not available | not available | Yes | not available | not available | not available | not available | not available | not available | not available | not available | not available | not available | not available | ISOs | ISOs | Raised flooring | not available | not available | BBY1 - 16 data halls | not available | not available | The types of facilities/buildings mentioned in the text are bare metal, colocation, enterprise, and hyperscaler. | not available | not available | not available | not available | chilled water pumps | For QTS Realty, the WUE in 2020 is 1.61. For Iron Mountain, the WUE in 2020 is 0.62. | not available | not available | not available | - Australian NABERS star rating system - USGBC LEED-Silver or equivalent certification - ENERGY STAR Portfolio Manager - UK CCA goal | not available | Australian NABERS star rating system | Global Industry Classification Standard (GICS) | not available
14 | STT GDC Inaugural ESG Report_2020.pdf | November 08, 2021, 21:51:15 (UTC+11:00) | STT Loyang | ST Telemedia Global Data Centres | Yes | Yes | Yes | No | ST Telemedia Global Data Centres | ST Telemedia Global Data Centres | not available | Delhi | Korea | India, Singapore, Thailand | Active | not available | Yes | not available | not available | not available | Yes | not available | Yes | Yes | not available | not available | not available | not available | not available | not available | not available | Yes | Yes, 24/7 | not available | Yes. | not available | not available | not available | not available | not available | ISO 14001 – Environmental Management System ISO 50001 – Energy management | ISO 14001 – Environmental Management System ISO 50001 – Energy management | ISO 45001 | not available | 11,000 sqft | not available | not available | not available | not available | Colocation | not available | not available | not available | The low-carbon technot availablelogy innot availablevations mentioned are: - energy efficient cooling - renewable energy - sustainable energy storage | The cooling systems mentioned are: - Reverse osmosis (RO) plant - Air-cooled chillers | not available | 11,000 sqft | not available | Yes | not available | not available | not available | SSAE18 | The security systems mentioned in the text are: - Multi-layer security - On-site security personnel - Intrusion detection - Physical access controls - 24x7 CCTV monitoring
15 | br_gdc_apac---serangoon_v2.pdf | March 14, 2024, 00:21:26 (UTC+08:00) | STT Tai Seng | ST Telemedia Global Data Centres | No | No. | No | No | 1. Serangoon Data Center 2. Tai Seng 2 Data Center 3. Jurong Data Center | NTT Ltd. | not available | Serangoon and Jurong | Serangoon | Singapore | Not available | 2012 | not available | not available | Yes | Yes | Yes | not available | not available | not available | not available | Yes | not available | not available | not available | not available | not available | Yes | not available | Yes | Yes | not available | not available | 2N | N+1 configuration | N+1 configuration | not available | - ISO 14000 - ISO 14001 | The ISO Standards/certificates mentioned for the data centers are: - ISO/IEC 27001:2005 - ISO 27001 - ISO 9001 - ISO 14000 - ISO 14001 | not available | 16,500m2 | not available | not available | not available | not available | not available | The power systems in use by the datacenter are: - UPS - Diesel generator | not available | not available | not available | Chilled water-cooling system | not available | not available | not available | Yes. | Green Mark Platinum Award from BCA | Green Mark Platinum Award from BCA, Gold certification for Leadership in Energy and Environmental Design (LEED) | not available | - ISO 27001 - SOC Type II - SS564 - TVRA compliant | The security systems mentioned in the text are: - Preregistration - Photo identification
16 | f-31621333-0_AnnualReport2023-TLKM-att3.pdf | April 01, 2024, 00:04:50 (UTC+07:00) | Telin Singapore 1 | NeutraDC | Yes | Yes | Yes | No | not available | The data center operators mentioned in the text are TDI and MNDG. | not available | Jakarta | Jakarta | not available | Active | Not available | not available | not available | not available | not available | not available | Yes | not available | not available | not available | not available | not available | not available | not available | not available | not available | not available | not available | not available | not available | not available | not available | not available | not available | not available | not available | ISO 20000: 2018 ITSMS – Auditor/Lead Auditor ISO 22301: 2014 BCMS ISO 27001: 2013 ISMS – Auditor/Lead Auditor ISO 37001: 2016 ISMS – Lead Auditor | not available | not available | not available | not available | not available | not available | not available | Hyperscale | not available | not available | not available | not available | not available | not available | 10,000 square feet | not available | Yes. | not available | not available | not available | not available | not available
17 | keppel-corporation-ar-19-infrastructure.pdf | March 19, 2020, 19:40:30 (UTC+08:00) | Keppel DC Singapore 4 (SGP4) | Keppel Data Centres | Yes | Yes | No | No | IndoKeppel Data Centre 1 | KDCH | not available | Bogor | Bogor, Indonesia | Indonesia | 'not available' | 2020 | not available | not available | not available | not available | not available | not available | not available | not available | not available | not available | not available | not available | not available | not available | not available | not available | not available | not available | not available | not available | not available | not available | not available | not available | not available | not available | not available | not available | not available | not available | not available | not available | not available | not available | not available | not available | not available | WTE technot availablelogy | not available | not available | not available | not available | Yes | not available | not available | not available | not available | not available
17 | kdcr-ar19-full-report.pdf | March 26, 2020, 03:51:30 (UTC+08:00) | Keppel DC Singapore 4 (SGP4) | Keppel Data Centres | Yes | Yes | Yes | No | 1. Intellicentre 2 Data Centre 2. iseek Data Centre 3. Cardiff Data Centre 4. GV7 Data Centre 5. maincubes Data Centre 6. Milan Data Centre 7. Almere Data Centre | Basis Bay Services | Via Bisceglie 71, 73 and 75, Milan, Italy | Almere, Milan, Kelsterbach, Artarmon, Macquarie Park, Brisbane | The data centers mentioned are located in the following regions: - Almere Data Centre: Europe - Milan Data Centre: Europe - maincubes Data Centre: Europe - Kelsterbach Data Centre: Europe - Gore Hill Data Centre: Asia Pacific - Intellicentre 2 Data Centre: Asia Pacific - Intellicentre 3 East Data Centre: Asia Pacific - iseek Data Centre: Asia Pacific | The Almere Data Centre is located in the Netherlands. | Active | 1998 | Yes. | not available | Yes | Yes | Yes | not available | Yes | Yes | not available | not available | not available | not available | not available | Yes | not available | not available | not available | not available | not available | not available | not available | not available | not available | not available | not available | not available | 1. ISO 50001:2011 Energy Management System 2. SS 507:2015 Standard for Business Continuity/Disaster Facilities Recovery 3. ISO 27001:2013 Information Security Management System 4. ISO 9001:2015 Quality Management System 5. ISO 14001:2015 Environmental Management System 6. ISO 45001:2018 Occupational Health and Safety Management System 7. ISO 46001:2019 Water Efficiency Management System | not available | not available | not available | not available | not available | not available | Colocation | not available | not available | not available | not available | not available | not available | The Gross Floor Area (sq ft) for the facilities/buildings mentioned in the text are as follows: - 127,283 sq ft - not available - not available - 28,955 sq ft For the additional facilities/buildings mentioned later, the Gross Floor Area is not available for any of them. | not available | Yes | Singapore Standard (SS) 564 Part-1:2013 (Energy and Environment Management System) | The energy standards mentioned in the text are: - SS 564 Part-1:2013 (Energy & Environment Management System) - ISO 50001:2011 (Energy Management System) | The water efficiency standards mentioned in the text are: - ISO 46001:2019 (Water Efficiency Management System) - SS 577:2012 (Water Efficiency Management System) | ISO/IEC 27001:2013 (Information Security Management System) | not available
17 | kdcr-ar-2023.pdf | March 14, 2024, 20:14:42 (UTC+08:00) | Keppel DC Singapore 4 (SGP4) | Keppel Data Centres | Yes | Yes | Yes | No | - Guangdong Data Centre 2 - Guangdong Data Centre 3 - Basis Bay Data Centre - Kelsterbach Data Centre - maincubes Data Centre - Keppel DC Dublin 1 - Keppel DC Dublin 2 - Milan Data Centre - Almere Data Centre - Amsterdam Data Centre - Eindhoven Campus - GV7 Data Centre - London Data Centre | not available | not available | Offenbach am Main | not available | UNITED KINGDOM | The operating status of the data centers is not mentioned in the provided context. Therefore, the status is "not available" | Not available | Yes. | not available | Yes | Yes | Yes | not available | Yes | Yes | not available | not available | not available | not available | Yes | Yes | not available | not available | not available | not available | not available | not available | not available | not available | not available | not available | not available | ISO 14001:2015 ISO 50001 | 1. ISO/IEC 27001:2013 Information Security Management System 2. ISO 45001:2018 Occupational Health Management System 3. ISO 9001:2015 Quality Management System 4. ISO 50001 certifications for energy management systems 5. ISO 14001 certifications for environmental management systems | not available | not available | not available | Four-storey and two-storey | not available | not available | Colocation | not available | not available | not available | not available | not available | not available | The Gross Floor Area (sq ft) mentioned in the text are as follows: - 125,044 - 76,747 - 88,600 - 208,096 - 127,283 For other facilities where Gross Floor Area is not availablet mentioned, it is 'not available'. | not available | Yes | SS 564 Part-1:2020 Energy and Environment Management System Water Efficient Building by PUB | not available | ISO 46001:2009 Water Efficiency Management Systems certification | The security standards mentioned in the text are: 1. ISO/IEC 27001:2013 Information Security Management System 2. ANSI/TIA-942-B:2017 – Rated 3 3. SS 507:2015 Provision of Business Continuity and Disaster Recovery Facilities Services | not available
17 | a1d101ae-7063-4a86-babf-8f87a2d8b274.pdf | August 13, 2020, 01:20:49 (UTC+08:00) | Keppel DC Singapore 4 (SGP4) | Keppel Data Centres | Yes | Yes | No | No | not available | Keppel Data Centres | not available | not available | Asia Pacific and Europe. | not available | Not available | not available | not available | not available | Yes | Yes | Yes | not available | Yes | Yes | not available | not available | not available | not available | not available | Yes | Yes | Yes | Yes, 24/7. | not available | Yes | Yes | not available | not available | not available | not available | ISO 50001 | ISO 9001, 14001, 27001, 45001, 46001, 50001 | not available | not available | not available | not available | 5-storey building | 20 kN/sqm | The slab to slab height mentioned is up to 6.96 m. | not available | not available | not available | not available | not available | not available | Water Usage Effectiveness (WUE) is not availablet mentioned in the provided information. Therefore, the answer is 'not available'. | 181,734 sqft | not available | Yes | The green building standards mentioned are: - LEED Certification (Gold) - BCA-IMDA Green Mark Award (Platinum) | The energy standards mentioned in the text are: - ISO 50001 - BCA-IMDA Green Mark Award (Platinum) | not available | not available | The security systems in use are: - 24/7 onsite security force with mandatory personnel and vehicle checks - 24/7 CCTV monitoring - Anti-climb perimeter fencing with Fence Intrusion Detection System (FIDS) and vehicle trap system - Access control with 2-factor authentication and man trap entry - Integrated visitor management system
18 | Singtel-DC-West-Product-Factsheet.pdf | October 04, 2017, 01:09:22 (UTC+08:00) | Singtel DC West | Singtel | Yes | Yes | No | No | DC West | Singtel | not available | Jurong | Jurong | Singapore | Active | not available | not available. | Yes | Yes | not available | not available | not available | not available | not available | not available | not available | not available | not available | not available | Yes | not available | Yes | Yes, 24/7 | not available | Yes | not available | not available | 2N | N+1 | The datacenter has a Fully redundant Diesel Rotary Uninterruptible Power Supply (DRUPS) based on 2N design. | not available | ISO 27001 Certification | ISO 27001 Certification | Raised floor | not available | not available | not available | 12KN/m² | The slab-to-slab height mentioned is 6m. | not available | not available | not available | not available | not available | Water cooled chiller system | not available | The floor area of the facility is over 570,000 sqft. | not available | not available | BCS-IMDA Green Mark Platinum | BCS-IMDA Green Mark Platinum | not available | - ISO 27001 Certification - MAS Technot availablelogy Risk Management Compliance | The security systems in use are: - 24x7 decentralised fire alarm monitoring that links directly to an external fire monitoring agency - Contact-less card access systems to prevent unauthorised access - 24x7 closed circuit TV (CCTV) monitoring system with recording on all floors - 24x7 physical security access by pre-authorisation - Regular security patrol within the DC building
18 | Singtel-Group-Sustainability-Report-2024.pdf | July 02, 2024, 19:39:38 (UTC+08:00) | Singtel DC West | Singtel | No. | Yes | Yes | No | not available | not available | not available | not available | Singapore | Singapore | Not available | not available | not available. | not available | Yes | not available | not available | Yes | Yes | not available | not available | not available | not available | not available | not available | not available | not available | not available | not available | not available | not available | not available | not available | not available | not available | not available | not available | not available | not available | not available | not available | not available | not available | not available | not available | not available | The power system in use by the data center, DC West, is a solar PV system. | The renewable energy power generation capacity available on-site mentioned in the text is 557 kWp. | 1.23 | not available | not available | not available | not available | not available | Yes | not available | not available | not available | not available | The security systems mentioned in the text are: - Vulnerability scans - Penetration Tests (PT) - Source Code Reviews (SCR) - Bug bounty programmes
18 | Singtel DC West Brochure.pdf | November 24, 2016, 00:15:04 (UTC+08:00) | Singtel DC West | Singtel | Yes | Yes | No | No | DC West | Singapore Telecommunications Ltd | not available | Singapore | Singapore | Singapore | The operating status of the data center is not mentioned in the provided context. Therefore, the response is "not available" | not available | Yes | Yes | Yes | not available | not available | not available | not available | not available | not available | not available | not available | not available | not available | Yes | Yes | Yes | Yes, 24/7. | Yes | Yes | not available | 36MW | 2N | N+20% | N+20% | not available | ISO27001 | ISO27001 | not available | not available | not available | not available | not available | not available | not available | The power system mentioned in the text is "2N power redundancy." | not available | not available | The low-carbon technot availablelogy innot availablevations mentioned are: - Energy-efficient equipment - Integrated climate monitoring and control system - Recycled NEWater for the cooling system - DCIM software | The cooling system mentioned is "CRAC configuration." | The Water Usage Effectiveness (WUE) of the data center is not availablet mentioned in the provided context. Therefore, the answer is 'not available'. | not available | not available | not available | The green building standard mentioned is the Building & Construction Authority (BCA) and Infocomm Development Authority of Singapore (IDA) Data Centre Green Mark Platinum. | ISO27001 | NEWater | ISO27001 | The security systems mentioned in the text are: - 8 layers of authentication - Contactless card access - Biometric access control systems - 24x7x365 CCTV monitoring and recording - Armed security personnel on patrol - K4 perimeter fencing with intrusion detection systems - K12 rated vehicle barrier
18 | SingtelInvestorDay2022-RegionalDataCentre.pdf | August 30, 2022, 02:34:01 (UTC+08:00) | Singtel DC West | Singtel | Yes | Yes | Yes | No | 1. Global DC1 2. Global DC2 3. Local DC3 4. Kim Chuan DC 1 5. Telepark DC 6. Comcentre 3 7. NCS Bedok 8. NCS Hub (AMK) 9. DC Tuas | The datacenter operator mentioned in the text is Kim Chuan DC. | not available | The cities mentioned where data centers are located include: - Tuas - Bedok - Kim Chuan - Telepark - Comcentre - Batam - JB (Johor Bahru) | Singapore | Singapore | not available | not available | not available | not available | Yes | Yes | not available | Yes | not available | not available | not available | not available | not available | not available | not available | not available | not available | not available | not available | not available | not available | not available | 21 | not available | not available | not available | not available | ISO 27001 ISO 22301 ISO 9001 | ISO 27001 ISO 22301 ISO 9001 | not available | not available | not available | not available | not available | not available | Hyperscaler | not available | not available | 1.3 | not available | not available | not available | not available | not available | Yes | BCA Green Mark Award Platinum | not available | not available | ISO 27001 ISO 22301 ISO 9001 S S 507 MAS OSPAR | not available
18 | Singtel-DC-West-Factsheet.pdf | April 28, 2016, 22:23:41 (UTC+08:00) | Singtel DC West | Singtel | Yes | Yes | No | No | DC West | Singtel | not available | Jurong | Jurong | Singapore | Active | 2016 | Yes | Yes | Yes | not available | not available | not available | not available | not available | not available | not available | not available | not available | not available | Yes | not available | Yes | Yes, 24/7 | not available | Yes | not available | not available | 2N | N+1 | 2N | not available | ISO27001 | ISO27001 | Raised floor | not available | not available | Seven | 12KN/m² | The slab-to-slab height mentioned is 6m. | not available | Fully redundant Diesel Rotary Uninterruptible Power Supply (DRUPS) based on 2N design | not available | not available | not available | Water cooled chiller system | not available | The floor area mentioned is over 570,000 sqft. | not available | not available | Target Building & Construction Authority (BCA) Green Mark Platinum | not available | not available | ISO27001 | The security systems in use are: - Contact-less card access systems to prevent unauthorised access - 24x7 closed circuit TV (CCTV) monitoring system with recording on all floors - 24x7 physical security access by pre-authorisation - Regular security patrol within the DC building
18 | Singtel-DC-West-Brochure_042016.pdf | April 08, 2016, 17:56:27 (UTC+08:00) | Singtel DC West | Singtel | No | No. | No | No | not available | not available | not available | not available | not available | not available | not available | not available | not available. | not available | not available. | not available. | not available. | not available | not available. | not available. | not available | not available. | not available. | not available | not available | not available. | not available | not available | not available | not available | not available | not available | not available | not available | not available | not available | not available | not available | not available | not available | not available | not available | not available | not available | not available | not available | not available | not available | not available | not available | not available | not available | not available | not available | not available | not available | not available | not available | not available | not available
19 | 1-Net_North_Brochure_2016.pdf | June 15, 2016, 22:58:33 (UTC+08:00) | 1-Net East | 1-Net Singapore Pte Ltd | No | No. | No | No | not available | not available | not available | not available | not available | not available | not available | not available | not available. | not available | not available. | not available. | not available. | not available. | not available. | not available. | not available. | not available. | not available. | not available | not available. | not available. | not available | not available | not available | not available | not available | not available | not available | not available | not available | not available | not available | not available | not available | not available | not available | not available | not available | not available | not available | not available | not available | not available | not available | not available | not available | not available | not available | not available | not available | not available | not available | not available | not available | not available
19 | 1-Net_Pocket_Brochure.pdf | February 17, 2016, 01:47:36 (UTC+08:00) | 1-Net East | 1-Net Singapore Pte Ltd | No | Yes | No | Yes | not available | 1-Net | not available | Singapore | not available | Singapore | Active | not available | not available | not available | Yes | not available | not available | Yes | not available | not available | not available | not available | not available | not available | not available | not available | Yes | not available | not available | not available | Yes. | not available | 30 MVA | N+1 | The information provided does not availablet specify the redundancy level for the power cooling systems, so the answer is "not available" | The information provided does not availablet specify the redundancy configuration for the standby power systems in terms of "N+1" or any similar format. Therefore, the answer is "not available" | not available | ISO27001, ISO22301 | not available | Raised floors | not available | not available | The building mentioned in the text has five floors. | 12.5 kN per square meter | The floor to ceiling height is not availablet explicitly mentioned in the text provided. However, the slab-to-slab height for levels 2 to 5 is 5.9 meters, and the slab to beam height is 5.2 meters. | not available | The power systems in use by the data center are: - 3 Independent UPS Systems | not available | not available | not available | The cooling system mentioned in the text is the "Air Conditioning and Mechanical Ventilation (ACMV) System." | not available | Approximately 20,000 m2 | not available | not available | BCA-IDA Green Mark Award for New Data Centres (Gold Plus) | The energy standard mentioned in the text is the "BCA-IDA Green Mark Award for New Data Centres (Gold Plus)." | not available | - ISO27001 Information Security Management System (ISMS) - ISO22301 Business Continuity Management System (BCMS) | The security systems mentioned in the text are: - Multiple layers of security access control in facility - Security and monitoring environment - Highly Secured Premise - Bomb-blast proof reinforced concrete wall around facility - Reinforced concrete anti-crash wall with anti-climb fencing on perimeter
19 | experian_annual_report_2024_web.pdf | June 04, 2024, 15:56:58 (UTC+01:00) | 1-Net East | 1-Net Singapore Pte Ltd | No. | No. | Yes | No | not available | not available | not available | Texas, USA | Texas, USA | not available | not available | not available | not available | not available | Yes | not available | not available | not available | not available | not available | not available | Yes | not available | not available | Yes. | not available | not available | not available | not available | not available | not available | not available | not available | not available | not available | not available | not available | ISO 14001:2015 | ISO 27001 | not available | not available | not available | not available | not available | not available | not available | not available | not available | not available | not available | not available | not available | not available | not available | Yes | not available | not available | not available | The security standards mentioned in the text are: - ISO 27001 - Payment Card Industry Data Security Standard (PCI-DSS) - SOC2 - Cyber Essentials Plus in the UK | not available
20 | Telin-3 DC Data Sheet v3_0.pdf | October 05, 2018, 21:19:37 (UTC+08:00) | Telin Singapore 3 | NeutraDC | Yes | No. | No. | No | Telin-3 | not available | not available | Singapore | Singapore | Singapore | Active | not available | not available | not available | Yes | not available | not available | not available | not available | not available | not available | not available | not available | not available | not available | Yes | Yes | Yes | Yes, 24/7 Guard & security presence. | Yes | Yes | Yes | not available | Fully redundant Uninterruptible Power System (UPS) | 2N Fault tolerance chilled water system (Tier IV) & N+1 continuous chilled water system (Tier III) | N+1 | not available | ISO 27001 Information Security Management System ISO 50001 Energy Management System | - ISO 27001 Information Security Management System - ISO 50001 Energy Management System | Raised floor | 12,000 sqm | 12,000 sqm | not available | 15kN/sqm | The slab-to-slab height mentioned in the text is 7200mm. | not available | The power systems in use by the datacenter are: - Diesel Rotary Uninterruptible Power Supply (DRUPS) - Uninterruptible Power System (UPS) | not available | not available | not available | The cooling system in use by the data center is a "2N Fault tolerance chilled water system (Tier IV) & N+1 continuous chilled water system (Tier III)." | not available | 12,000 sqm | not available | Yes. | Building & Construction Authority (BCA) & Infocomm Development Authority of Singapore (IDA) Data Centre Green Mark Platinum | ISO 50001 Energy Management System SS 564 Energy and Environment Management | not available | ISO 27001 Information Security Management System | Here are the security systems mentioned in the text: - Perimeter wall & anti-ram security fencing with motion detection cabling - 24x7 Closed circuit TV (CCTV) - 24x7 Guard & security presence - Pre-authorisation security access control - Vehicle checks & bollard security system - X-ray scanner & metal detector - Contactless card access system & biometric access control system - Turnstile gates & mantraps
20 | datasheet-telin3.PDF | September 07, 2016, 01:40:04 (UTC+08:00) | Telin Singapore 3 | NeutraDC | No | No. | No | No | not available | not available | not available | not available | not available | not available | not available | not available | not available. | not available | not available. | not available. | not available. | not available. | not available. | not available. | not available. | not available. | not available. | not available | not available. | not available. | not available | not available | not available | not available | not available | not available | not available | not available | not available | not available | not available | not available | not available | not available | not available | not available | not available | not available | not available | not available | not available | not available | not available | not available | not available | not available | not available | not available | not available | not available | not available | not available | not available | not available
21 | kdc-sgp-5-fa.pdf | August 13, 2020, 01:21:00 (UTC+08:00) | Keppel DC Singapore 5 (SGP5) | Keppel Data Centres | Yes | Yes | No | No | DC 1 SGP 5 SGP 1 SGP 2 SGP 4 | Keppel Data Centres | not available | The city name mentioned for the data centers is Singapore. | Asia Pacific and Europe. | Singapore and countries across Asia Pacific and Europe. | not available | not available | not available | not available | Yes | Yes | Yes | not available | Yes | Yes | not available | not available | not available | not available | not available | Yes | Yes | Yes | Yes, 24/7. | not available | Yes | Yes | not available | not available | The information provided does not availablet specify the redundancy level for the cooling systems in terms of an "n+1" format or similar. Therefore, the answer is "not available" | The information provided mentions that the data center has "2 X 2N feeders" for incoming power feed. This indicates a redundancy level of 2N. | ISO 50001 | - ISO 9001 - ISO 14001 - ISO 27001 - ISO 45001 - ISO 46001 - ISO 50001 | The ISO Standards/certificates assigned to the datacenter are: - ISO 9001 - ISO 14001 - ISO 27001 - ISO 45001 - ISO 46001 - ISO 50001 | not available | not available | not available | 5-storey building | 12.5 kN/sqm | The slab to slab height mentioned is up to 6.8 m. | not available | not available | not available | not available | not available | Dual piping | not available | 208,096 sqft | not available | Yes. | The green building standards mentioned are: - BCA-IMDA Green Mark Award (Platinum) | not available | not available | The security standards mentioned in the text are: - TVRA - ISO 9001, 14001, 27001, 45001, 46001, 50001 - TIA 942 Rated 3 - SS 564, 507 | The security systems in use are: - 24/7 onsite security force with mandatory personnel and vehicle checks - 24/7 CCTV monitoring - Anti-climb perimeter fencing and vehicle trap system - Access control with 2-factor authentication and man trap entry
21 | kdcr-ar19-full-report.pdf | March 26, 2020, 03:51:30 (UTC+08:00) | Keppel DC Singapore 5 (SGP5) | Keppel Data Centres | Yes | Yes | Yes | No | 1. Intellicentre 2 Data Centre 2. iseek Data Centre 3. Cardiff Data Centre 4. GV7 Data Centre 5. maincubes Data Centre 6. Milan Data Centre 7. Almere Data Centre | Basis Bay Services | The full address of the Milan Data Centre as mentioned in the text is: Via Bisceglie 71, 73 and 75, Milan, Italy. | Almere, Milan, Kelsterbach, Amsterdam, Artarmon, Macquarie Park, Brisbane | EUROPE | The data centers mentioned are located in the following countries: - Netherlands - Italy - Germany - United Kingdom - Australia | Active | 1998 | Yes. | not available | Yes | Yes | Yes | not available | Yes | Yes | not available | not available | not available | not available | not available | Yes | not available | not available | not available | not available | not available | not available | not available | not available | not available | not available | not available | not available | 1. ISO 50001:2011 Energy Management System 2. SS 507:2015 Standard for Business Continuity/Disaster Facilities Recovery 3. ISO 27001:2013 Information Security Management System 4. ISO 9001:2015 Quality Management System 5. ISO 14001:2015 Environmental Management System 6. ISO 45001:2018 Occupational Health and Safety Management System 7. ISO 46001:2019 Water Efficiency Management System 8. ISO/IEC 27001:2013 Information Security Management System | not available | not available | not available | not available | not available | not available | Colocation | not available | not available | not available | not available | not available | not available | The Gross Floor Area (sq ft) for the facilities/buildings mentioned in the text are as follows: - 127,283 sq ft - not available - not available - 28,955 sq ft For the additional facilities/buildings mentioned later, the Gross Floor Area is not available for any of them. | not available | Yes | The green building standards mentioned in the text are: 1. PUB Water Efficient Building Singapore Standard (SS) 564 Part-1:2013 (Energy and Environment Management System) | The energy standards mentioned in the text are: - SS 564 Part-1:2013 (Energy & Environment Management System) - ISO 50001:2011 (Energy Management System) | The water efficiency standards mentioned in the text are: - ISO 46001:2019 (Water Efficiency Management System) - SS 577:2012 (Water Efficiency Management System) - PUB Water Efficient Building | ISO/IEC 27001:2013 (Information Security Management System) | not available
21 | kdcr-ar21-full-report.pdf | March 14, 2022, 23:11:26 (UTC+08:00) | Keppel DC Singapore 5 (SGP5) | Keppel Data Centres | Yes | Yes | Yes | No | 1. Guangdong Data Centre 2. Cardiff Data Centre 3. GV7 Data Centre 4. London Data Centre 5. Keppel DC Dublin 1 6. Keppel DC Dublin 2 7. Almere Data Centre 8. Amsterdam Data Centre 9. Eindhoven Campus 10. Milan Data Centre 11. Kelsterbach Data Centre | Not available | not available | The city where the Milan Data Centre is located is Milan, Italy. | not available | not available | Not available | not available | not available | not available | Yes | not available | Yes | not available | Yes | Yes | not available | Yes | not available | not available | Yes. | not available | not available | not available | Yes, the datacenter has robust round-the-clock physical security systems, which implies onsite security staff are present 24/7. | not available | not available | not available | not available | not available | not available | not available | ISO 14001, ISO 50001 | ISO 14001:2015 ISO 50001 | ISO/IEC 27001:2013 Information Security Management System SS 507:2015 Provision of Business Continuity and Disaster Recovery | not available | 79,439 sq ft | not available | not available | not available | not available | The type of facility mentioned in the text is "colocation." | not available | not available | not available | not available | Closed-circuit cooling systems | not available | The Gross Floor Area for the Cardiff Data Centre ("Cardiff DC") is not availablet mentioned in the provided text. Therefore, the response is "not available" | not available | Yes | SS 564 Part-1:2020 Energy & Environment Management System Water Efficient Building by PUB | The energy standards mentioned in the text are: - SS 564 Part-1:2020 Energy & Environment Management System - GRI 302: 302-1 Energy consumption within the organisation - GRI 302: 302-2 Energy consumption outside of the organisation - GRI 302: 302-3 Energy intensity | ISO 46001:2019 Water Efficiency Management System certification. | 1. ISO/IEC 27001:2013 Information Security Management System 2. SS 507:2015 Provision of Business Continuity and Disaster Recovery | not available
22 | keppel-ltd-3q-2024-business-update-presentation-slides.pdf | October 24, 2024, 02:34:31 (UTC+08:00) | Keppel DC Singapore 3 (SGP3) | Keppel Data Centres | No | Yes | No | No | 1. Keppel Data Centre Campus 2. Taiwan Data Centre Campus 3. Western Tokyo Data Centre | Keppel | not available | 1. Singapore 2. Western Tokyo | 1. Singapore 2. Taiwan 3. Western Tokyo, Japan | Singapore, Taiwan, Japan | Not available | not available | not available | not available | not available | not available | not available | not available | not available | not available | not available | not available | not available | not available | not available | not available | not available | not available | not available | not available | not available | not available | not available | not available | not available | not available | not available | not available | not available | not available | not available | not available | not available | not available | not available | Hyperscaler | not available | not available | not available | not available | Liquid cooling | not available | not available | not available | Yes | not available | not available | Best-in-class water usage effectiveness | not available | not available
22 | kdcr-ar-2023.pdf | March 14, 2024, 20:14:42 (UTC+08:00) | Keppel DC Singapore 3 (SGP3) | Keppel Data Centres | Yes | Yes | Yes | No | - Guangdong Data Centre 2 - Guangdong Data Centre 3 - Basis Bay Data Centre - Kelsterbach Data Centre - maincubes Data Centre - Keppel DC Dublin 1 - Keppel DC Dublin 2 - Milan Data Centre - Almere Data Centre - Amsterdam Data Centre - Eindhoven Campus - GV7 Data Centre - London Data Centre | not available | not available | The cities where the data centers are located are: - Guangdong - Basis Bay (not specified city) - Kelsterbach - Offenbach am Main - Dublin - Milan - Almere - Amsterdam - Eindhoven | not available | THE NETHERLANDS UNITED KINGDOM ITALY GERMANY | The operating status of the data centers is not mentioned in the provided context. Therefore, the status is "not available" | not available | Yes. | not available | Yes | Yes | Yes | not available | Yes | Yes | not available | not available | not available | not available | Yes | Yes | not available | not available | not available | not available | not available | not available | not available | not available | not available | not available | not available | ISO 14001:2015 ISO 50001 | 1. ISO/IEC 27001:2013 Information Security Management System 2. ISO 45001:2018 Occupational Health Management System 3. ISO 9001:2015 Quality Management System 4. ISO 50001 certifications for energy management systems 5. ISO 14001 certifications for environmental management systems | not available | not available | not available | Four-storey and two-storey | not available | not available | Colocation | not available | not available | not available | not available | not available | not available | The Gross Floor Area (sq ft) mentioned in the text are as follows: - 125,044 - 76,747 - 88,600 - 208,096 - 127,283 If you need information for a specific facility or building, please specify which one. | not available | Yes | SS 564 Part-1:2020 Energy and Environment Management System Water Efficient Building by PUB | not available | ISO 46001:2009 Water Efficiency Management Systems certification SS 564 Part-1:2020 Energy and Environment Management System | The security standards mentioned in the text are: 1. ISO/IEC 27001:2013 Information Security Management System 2. ANSI/TIA-942-B:2017 – Rated 3 3. SS 507:2015 Provision of Business Continuity and Disaster Recovery Facilities Services | not available
22 | kdc-sgp-3-sep-2023.pdf | August 13, 2020, 01:20:37 (UTC+08:00) | Keppel DC Singapore 3 (SGP3) | Keppel Data Centres | Yes | Yes | No | Yes | not available | Keppel Data Centres | not available | not available | Asia Pacific and Europe. | not available | not available | not available | not available | not available | Yes | Yes | Yes | not available | Yes | Yes | not available | not available | not available | not available | not available | Yes | Yes | Yes | Yes, 24/7. | not available | Yes | Yes | not available | not available | not available | not available | not available | ISO 9001, 14001, 27001, 27701, 37001, 45001, 46001, 50001 | not available | not available | not available | not available | 5-storey building | 15 kN/sqm | The slab to slab height mentioned is up to 5.74 m. | not available | not available | not available | not available | not available | not available | not available | 133,878 sqft | not available | Yes. | The green building standards mentioned are: - LEED Certification (Gold) - BCA Green Mark Award (Platinum) | not available | SS 564 | not available | The security systems in use are: - 24/7 onsite security force with mandatory personnel and vehicle checks - 24/7 CCTV monitoring - Anti-climb perimeter fencing and vehicle trap system - Access control with 2-factor authentication and man trap entry - Integrated visitor management system
22 | kdcr-ar21-full-report.pdf | March 14, 2022, 23:11:26 (UTC+08:00) | Keppel DC Singapore 3 (SGP3) | Keppel Data Centres | Yes | Yes | Yes | No | 1. Guangdong Data Centre 2. Cardiff Data Centre 3. GV7 Data Centre 4. London Data Centre 5. Keppel DC Dublin 1 6. Keppel DC Dublin 2 7. Almere Data Centre 8. Amsterdam Data Centre 9. Eindhoven Campus 10. Milan Data Centre 11. Kelsterbach Data Centre | Not available | not available | The city where the Milan Data Centre is located is Milan, Italy. | not available | The country where the GV7 Data Centre is located is the United Kingdom. | Not available | not available | not available | not available | Yes | not available | Yes | not available | Yes | Yes | not available | Yes | not available | not available | Yes | not available | not available | not available | Yes, the data center has round-the-clock physical security systems, which implies onsite security staff are present 24/7. | not available | not available | not available | not available | not available | not available | not available | ISO 14001, ISO 50001 | ISO 14001:2015 ISO 50001 | ISO/IEC 27001:2013 Information Security Management System | not available | 79,439 sq ft | not available | not available | not available | not available | The type of facility mentioned in the text is "colocation." | not available | not available | not available | not available | Closed-circuit cooling systems | not available | The Gross Floor Area for the Cardiff Data Centre ("Cardiff DC") is not availablet mentioned in the provided text. Therefore, the response is "not available" | not available | Yes | SS 564 Part-1:2020 Energy & Environment Management System Water Efficient Building by PUB | The energy standards mentioned in the text are: - SS 564 Part-1:2020 Energy & Environment Management System - GRI 302: 302-1 Energy consumption within the organisation - GRI 302: 302-2 Energy consumption outside of the organisation - GRI 302: 302-3 Energy intensity | ISO 46001:2019 Water Efficiency Management System certification. | 1. ISO/IEC 27001:2013 Information Security Management System 2. SS 507:2015 Provision of Business Continuity and Disaster Recovery | not available
23 | STT GDC Inaugural ESG Report_2020.pdf | November 08, 2021, 21:51:15 (UTC+11:00) | STT Defu 2 | ST Telemedia Global Data Centres | No. | Yes | Yes | No | ST Telemedia Global Data Centres | ST Telemedia Global Data Centres | not available | Delhi | Korea | India, Singapore, Thailand | Not available | Not available | Yes. | Yes. | not available | not available | Yes | not available | Yes | Yes | not available | not available | not available | not available | not available | not available | not available | Yes | Yes, the datacenter has on-site security personnel available 24/7. | not available | not available | not available | not available | not available | not available | not available | not available | ISO 14001 – Environmental Management System ISO 50001 – Energy Management | ISO 45001 | not available | 11,000 sqft | not available | not available | not available | not available | Colocation | not available | not available | not available | The low-carbon technot availablelogy innot availablevations mentioned are: - energy efficient cooling - renewable energy - sustainable energy storage | The cooling systems mentioned are: - Reverse osmosis (RO) plant - Air-cooled chillers | not available | 11,000 sqft | not available | Yes | not available | not available | not available | SSAE18 | The security systems mentioned in the text are: - Intrusion detection - Physical access controls - 24x7 CCTV monitoring
24 | ESG-Report-2021-22.pdf | D:20241122083001Z00'00' | Princeton Digital SG1 | Princeton Digital Group | No | Yes | Yes | No | SH1 PE1 JB1 JC1 SB1 BD1 SG1 | Not available | not available | Shanghai Pekanbaru Jakarta Surabaya Bandung Singapore Tokyo Beijing Langfang Xi’an Nanjing Nantong Foshan Mumbai | The data centers mentioned are located in the following regions: - Shanghai, China - Pekanbaru, Indonesia - Jakarta, Indonesia - Surabaya, Indonesia - Bandung, Indonesia - Singapore - Tokyo, Japan - Mumbai, India If you need information on a specific data center, please specify. | China Indonesia Singapore Japan India | 1. Mumbai, India data center - Active 2. Tokyo, Japan data center - Inactive 3. Jakarta, Indonesia data center - Inactive | 2022 | not available. | not available | not available | not available | not available | not available | not available | Yes | not available | not available | not available | not available | not available | not available | not available | not available | not available | not available | not available | not available | not available | not available | not available | not available | not available | ISO 50001 – Energy Management Systems | ISO 50001 – Energy Management Systems | not available | not available | not available | 28 | not available | not available | Hyperscaler | UPS (uninterrupted power supply) | not available | 1.34 | Battery technot availablelogy and artificial intelligence (AI) | closed-loop water system | 2.4 m/MWh | not available | not available | Yes | The green building standards mentioned in the text are: - Leadership in Energy and Environmental Design (LEED) - Singapore’s BCA Green Mark Platinum - India’s IGBC Platinum | ISO 50001 – Energy Management Systems | not available | not available | not available
24 | SG1_Factsheet.pdf | D:20241122080418Z00'00' | Princeton Digital SG1 | Princeton Digital Group | No | Yes | No | Yes | not available | Princeton Digital Group | 7000 Ang Mo Kio Ave 5 SG 569877 | Singapore | South East Asia | Singapore | Active | not available | not available | not available | Yes | Yes | not available | not available | Yes | Yes | Yes | Yes | not available | not available | not available | Yes | Yes | Yes | Yes, 24/7. | Yes | not available | not available | not available | N+1 | N+1 | N+1 | not available | ISO 50001 : 2018 | ISO 27001, 9001, 45001, 50001 : 2018 | not available | 16,148m2 | not available | not available | 12.5kN/m2 | 6m | hyperscaler | The power systems mentioned for the data center are: - Uninterrupted Power Supply (UPS) - Diesel generators | not available | 1.45 | not available | High-efficiency water-cooled chillers with oil-free centrifugal compressor technot availablelogy | not available | 16,148m2 | not available | not available | not available | ISO 27001, 9001, 45001, 50001 : 2018 | not available | SOC1 and SOC2 Type 2 ISO 27001, 9001, 45001, 50001 : 2018 SS 564, Part 1 : 2020 OSPAR Attestation TVRA Uptime Tier 3 M&O | The security systems mentioned in the text are: - 3m high anti-climb perimeter fencing - 24x7 onsite security - 24x7 onsite manned guards - 24x7 comprehensive CCTV coverage with programmed video-motion detection - Recordings of 25 fps at 1 megapixel and kept for 90 days - All monitoring systems supplied with dual power with not available single failure point - Video management system equipped with failover redundancy network video recording server - 2FA data center security accessible by access
25 | global-switch-technical-specification-singapore-tai-seng.pdf | D:20241218123347Z | Global Switch Singapore Tai Seng | Global Switch | Yes | Yes | No | Yes | not available | not available | not available | Singapore | Singapore | Singapore | Not available | not available | not available | not available | Yes | not available | Yes | not available | Yes | not available | not available | not available | not available | not available | not available | Yes | not available | Yes | Yes, 24/7 | not available | Yes | Yes | not available | 2N and N+1 | N+1 | N+1 | not available | ISO 9001, 14001, 27001, 45001, 50001 | ISO 27001 | Raised floor | not available | not available | not available | 7.5 kN/m² | The building floor to ceiling height mentioned in the text is 3m clear height to underside of deepest beam. | not available | The power systems in use by the data center are: - 2N static UPS - Diesel Rotary UPS with N+1 redundancy | not available | not available | not available | not available | not available | not available | not available | Yes | not available | Energy efficiency is at the core of our business. | not available | ISO 27001 | The security systems mentioned in the text are: - Continuous CCTV surveillance of external and internal areas - Comprehensive intruder detection and alarms to all areas - Access control using proximity card readers - Physical access via mantrap
25 | global-switch-technical-specification-singapore-woodlands.pdf | D:20241218123415Z | Global Switch Singapore Tai Seng | Global Switch | Yes | Yes | No | No | Amsterdam Campus | Global Switch | not available | Amsterdam, Singapore | Amsterdam | United Kingdom | Active | not available | Yes | not available | Yes | Yes | not available | not available | not available | not available | not available | not available | not available | not available | not available | not available | not available | Yes | Yes, security guard patrols 24x7x365. | Yes | not available | Yes | not available | N+2 and N+1 | N+1 | N+2 and N+1 | not available | ISO 9001, 14001, 27001, 45001, 50001 | The ISO standards/certificates assigned to the data center are: - ISO 9001 - ISO 14001 - ISO 27001 - ISO 45001 - ISO 50001 | Raised floor | not available | not available | not available | 15kN/m² | The building floor to ceiling height mentioned in the text is 5.4m slab to slab height. | not available | Diesel Rotary | not available | not available | not available | Chilled water cooling system | not available | 4,100,000 sq ft (387,000 sq m) | not available | Yes | not available | not available | not available | ISO 9001, 14001, 27001, 45001, 50001 | The security systems mentioned in the text are: - Comprehensive intruder detection and alarms to all areas - Perimeter Intrusion Detection system (PIDs) - Aspirated early warning smoke detection system (monitored 24x7x365)
25 | Base+Prospectus_704e5d21-8356-478f-8be6-e55fb043601b.PDF |  | Global Switch Singapore Tai Seng | Global Switch | Yes | Yes | No | Yes | not available | Global Switch | not available | not available | not available | not available | Active | not available | not available | not available | The provided context does not availablet mention whether Global Switch's data centers are ISO 27001 certified. Therefore, not available. | The provided text does not availablet mention whether Global Switch's data centers are ISO 9001 certified. Therefore, not available. | not available | not available | not available | not available | not available | not available | not available | not available | not available | Yes | not available | Yes | Yes, 24/7. | not available | Yes | not available | not available | 2(N+1) | 2(N+1) | 2(N+1) | not available | not available | not available | Raised (or access flooring) | not available | not available | not available | not available | not available | Retail colocation data centre | not available | not available | not available | not available | not available | not available | 9,977 square metres | not available | not available | not available | not available | not available | not available | The security systems mentioned in the text include: - access control systems - 24 / 7 security and technical support teams
25 | global-switch-esg-report-2022.pdf | June 12, 2024, 11:54:36 (UTC+01:00) | Global Switch Singapore Tai Seng | Global Switch | No | Yes | Yes | No | Paris West data centre, Paris East | Global Switch | Frankfurt Campus Frankfurt North / Frankfurt South Eschborner Landstraße 110 60489 Frankfurt am Main Germany Madrid Calle Yécora, 4 28022 Madrid Spain Paris Campus Paris East / Paris West 7-9 rue Petit 92582 Clichy Cedex, France | Denver, Phoenix, Los Angeles, Amsterdam, Paris, Madrid, Hong Kong, Sydney, London. | Madrid | The data centers mentioned are located in the following countries: - France (Paris) - Spain (Madrid) - Netherlands (Amsterdam) - Germany (Frankfurt) - United Kingdom (London) | Active | not available | not available. | not available | Yes | not available | Yes | not available | Yes | not available | not available | not available | not available | not available | not available | Yes | not available | not available | not available | not available | not available | not available | not available | not available | not available | not available | ISO 14001 | ISO14001 | ISO14001 ISO 27001(Information Security Management) | not available | not available | not available | not available | not available | not available | The type of facility mentioned in the text is a colocation data centre. | not available | not available | 1.2 Europe and 1.4 Asia-Pacific | heat pumps | Liquid cooling | not available | not available | not available | Yes | The green building standards mentioned are LEED, BREEAM, and Green Mark. | not available | ISO 46001 (Water Efficiency Management Systems) | not available | not available
26 | sd2023.pdf | April 03, 2024, 05:56:59 (UTC+08:00) | China Mobile Singapore | China Mobile International | No | No | Yes | No | Hong Kong Fo Tan and Mong Kok Bay data centers | not available | not available | Hong Kong, Singapore, London, Frankfurt | Beijing-Tianjin-Hebei, Yangtze River Delta, Greater Bay Area, Chengdu-Chongqing, Hong Kong (China), Singapore, London (UK), Frankfurt (Germany) | China | Active | not available | not available | Yes. | not available | not available | not available | not available | not available | not available | not available | not available | not available | not available | not available | not available | not available | not available | not available | not available | not available | not available | not available | not available | not available | not available | not available | not available | not available | not available | not available | not available | not available | not available | not available | not available | city electricity direct supply and high-voltage DC | The renewable energy power generation capacities mentioned in the text are as follows: - Jiangsu Mobile deployed photovoltaic power generation devices in six office buildings in Wuxi, generating 570,000 kWh of electricity throughout the year. - Guangxi Mobile built a distributed photovoltaic power station in the logistics warehouse center in the High-tech Zone, generating 1.77 million kWh of electricity throughout the year. These are the specific capacities mentioned for on-site renewable energy power generation. | 1.36 | not available | high-dimensional cooling system | not available | not available | not available | Yes | not available | not available | not available | 1. Information technot availablelogy—Network security—Part 7: Guidelines for network virtualization security (ISO/IEC 27033-7:2023) 2. China Mobile Communications Network Critical Information Infrastructure Network Security Protection Guidelines | not available
26 | ar2023.pdf | April 03, 2024, 05:28:44 (UTC+08:00) | China Mobile Singapore | China Mobile International | No. | Yes | Yes | No | not available | not available | not available | not available | not available | China | Active | not available | not available | not available | not available | not available | not available | not available | not available | not available | not available | not available | not available | not available | not available | not available | not available | not available | not available | not available | not available | not available | not available | not available | not available | not available | not available | not available | not available | not available | not available | not available | not available | not available | not available | not available | not available | The capacities in wind and solar energy mentioned in the text are 210 million peak watts. | 1.32 | The low-carbon technot availablelogy innot availablevations mentioned in the text are: - Wind and Solar-Powered Wireless Network - Green Smart Park | not available | not available | not available | not available | Yes | not available | not available | not available | not available | not available
26 | ar2019.pdf | March 30, 2020, 07:08:38 (UTC+08:00) | China Mobile Singapore | China Mobile International | No | No | No | No | not available | Not available | not available | not available | not available | China | Not available | not available | not available | not available | not available | not available | not available | not available | not available | not available | not available | not available | not available | not available | not available | not available | not available | not available | not available | not available | not available | not available | not available | not available | not available | not available | not available | not available | not available | not available | not available | not available | not available | not available | The floor to ceiling height of buildings is not availablet mentioned in the text provided. Therefore, the answer is 'not available'. | not available | not available | not available | not available | not available | not available | not available | not available | not available | Yes | not available | not available | not available | not available | not available
27 | 1f8d8766-0aae-45e5-a9f1-187427c5b79b.pdf | August 29, 2018, 00:10:04 (UTC+08:00) | Equinix SG2 | Equinix | Yes | Yes | No | No | not available | Equinix | 15 Pioneer WalkSG2 Singapore IBX Data Center 627753, Singapore | Singapore | Southeast Asia | Singapore | not available | not available | Yes | not available | Yes | not available | not available | not available | not available | not available | Yes | Yes | not available | not available | Yes | Yes | Yes | Yes | Yes, 24x7 onsite security officers. | Yes | Yes | Yes | not available | N+1 or 2N (depending on floor) | N+1 | N+1 | ISO 27001, PCI DSS, SOC 1 Type, SOC 2 Type, SS 564 | ISO 27001 | - ISO 27001 - PCI DSS - SOC 1 Type - SOC 2 Type - SS 564 - SS 564 Part 1: 2013 SG Standards | Raised | 219,263 ft2 (20,370 m2) | not available | 6-story | 11.97 kN/m2 | The building floor to ceiling height is not availablet mentioned in the text provided. Therefore, the answer is 'not available'. | The type of facility mentioned in the text is "colocation." | The power systems mentioned are: - AC Power Circuits - UPS Redundancy (2N or N+1 depending on floor) - Standby Power Configuration with 16 x 2,000 kVA and 34 x 2,250 kVA diesel generators (N+1 redundancy) | not available | not available | Adiabatic cooling | CRAC units and water-cooled centrifugal chillers | not available | 219,263 ft2 (20,370 m2) | not available | Yes | The green building standards mentioned are: - SS 564 Part 1: 2013 SG Standards for Green Data Centers - BCA-IMDA Green Mark Award (Platinum) | The energy standards mentioned are: - SS 564 Part 1: 2013 SG Standards for Green Data Centers - BCA-IMDA Green Mark Award (Platinum) | not available | - ISO 27001 - PCI DSS - SOC 1 Type - SOC 2 Type | The security systems in use are: - Man trap entry - Perimeter fence and gate - 24x7 onsite security officers - Biometric Readers (in common areas) - Biometric Readers (optional) - PIN & Card Readers
27 | ibx_sg2_en_feb2021.pdf | January 07, 2021, 04:53:53 (UTC-08:00) | Equinix SG2 | Equinix | Yes | Yes | No | Yes | Singapore IBX® Data Center | Equinix | 15 Pioneer Walk, Singapore 627753 | Singapore | Singapore | Singapore | Active | not available | not available | not available | Yes | not available | not available | not available | not available | not available | Yes | Yes | not available | not available | Yes | Yes | Yes | Yes | Yes, 24/7 on-site security officers. | Yes | Yes | Yes | not available | N+1 or 2N (depending on floor) | N+1 | N+1 | ISO 27001, PCI DSS, SOC 1 Type, SOC 2 Type, SS 564 | ISO 27001 | - ISO 27001 - PCI DSS - SOC 1 Type - SOC 2 Type - SS 564 | Raised Floor | 219,263 ft2 (20,370 m2) | 219,263 ft2 (20,370 m2) | 6-story | 11.97 kN/m2 | not available | Colocation | The power systems mentioned are: - UPS Redundancy - Standby Power Configuration - Standby Power Redundancy - diesel generators | not available | not available | Adiabatic cooling | CRAC units and water-cooled centrifugal chillers | not available | 219,263 ft2 (20,370 m2) | not available | Yes | The green building standards mentioned are: - SS 564 Part 1: 2013 SG Standards for Green Data Centers - BCA-IMDA Green Mark Award (Platinum) | The energy standards mentioned are: - SS 564 Part 1: 2013 SG Standards for Green Data Centers - BCA-IMDA Green Mark Award (Platinum) | not available | - ISO 27001 - PCI DSS - SOC 1 Type - SOC 2 Type - SS 564 | The security systems in use are: - Man trap entry - Perimeter fence and gate - 24/7 on-site security officers - Biometric readers (in common areas) - Additional biometric readers (optional) - PIN & card readers - CCTV surveillance with 30-day retention - Motion detection
27 | ibx_sg2_en.pdf | March 15, 2024, 18:30:17 (UTC+08:00) | Equinix SG2 | Equinix | Yes | Yes | No | No | SG2 Singapore Data Center | Equinix | not available | Singapore | Southeast Asia | Singapore | Active | not available | Yes | not available | Yes | not available | not available | not available | not available | not available | Yes | Yes | not available | not available | Yes | Yes | not available | Yes | Yes, 24/7 | Yes | Yes | Yes | not available | 2N | N+1 (on chillers) and N+20% (on CRAC units) | N+1 | ISO 27001, PCI DSS | ISO 27001 | ▪ ISO 27001 | Raised | 20,370 m2 | not available | 6 storey | 14.4 kN/m2 | not available | not available | The power systems mentioned are: - AC Power Circuits - UPS Redundancy 2N - Standby Power Configuration with paralleling system and diesel generators - UPS Configuration 2N | not available | not available | Adiabatic cooling 100% renewable energy | CRAC units and water-cooled centrifugal chillers | not available | not available | not available | Yes. | The green building standards mentioned are: - SS 564 - BCA Green Mark Platinum Award | not available | not available | The security standards mentioned are: - SOC 1 Type II - SOC 2 Type II - ISO 27001 - PCI DSS | The security systems mentioned in the text are: - Biometric readers (in common areas) - Additional biometric readers (optional) - PIN & card readers - 24/7 on-site security officers
27 | SG2_TechSpec_072513.pdf | March 14, 2014, 01:35:01 (UTC+08:00) | Equinix SG2 | Equinix | Yes | Yes | No | Yes | SG2 SINGAPORE IBX+ DATA CENTER | Equinix | not available | Hong Kong | Asia-Pacific | The country mentioned for the data center location is Singapore. | not available | not available | not available | not available | Yes | not available | not available | not available | not available | not available | not available | not available | not available | not available | not available | Yes | not available | Yes | Yes, 24/7 | Yes | Yes. | not available | not available | The data center has N+1 and 2N UPS redundancy. | The data center has N+1 redundancy for the cooling plant. | The data center has standby power redundancy configured as 2N. | not available | ISO / IEC 27001: 2005 | ISO / IEC 27001: 2005 | Raised floors | 95,865 ft2 | not available | 6-story | 20 kN/m² | The slab-to-ceiling height mentioned in the text is 9 m. | Colocation | The power systems in use by the data center are: - Uninterruptible Power System - Utility Feeders - Power Transformers - Standby Power – Diesel Generators | not available | not available | not available | Water-Cooled Centrifugal Chillers | not available | The leased floor space of the facility is 223,602 ft² (20,773 m²) and the colocation area is 95,865 ft² (8,906 m²). | not available | not available | Green Mark for Data Centres - GoldPLUS | ISO / IEC 27001: 2005 SS564: 2010 Green Mark for Data Centres - GoldPLUS | not available | ISO / IEC 27001: 2005 SS564: 2010 | The security systems in use are: - Physical access control lists - 24x7x365 security officers - 24x7x365 CCTV recordings - Access control - Motion detectors - Biometric scanners
28 | 762868_20230620_MIT Annual Report_2022_2023.pdf | June 16, 2023, 17:54:01 (UTC+08:00) | AirTrunk Singapore - SGP1 | AirTrunk | No. | No. | Yes | No | NORTH AMERICAN DATA CENTRE SINGAPORE | Not available | 402 Franklin Road, Brentwood, 7337 Trade Street, San Diego and N15W24250 Riverwood Drive, Pewaukee | not available | North American | not available | Active | 2010 | not available | not available | not available | not available | not available | not available | not available | not available | not available | not available | not available | not available | not available | not available | not available | not available | not available | not available | not available | not available | not available | not available | not available | not available | not available | not available | not available | not available | not available | not available | not available | not available | not available | Colocation | not available | not available | not available | not available | not available | not available | not available | not available | Yes | BCA Green Mark | The energy standards mentioned in the text are "GRI 2021 Standards." | Public Utilities Board (“PUB”)’s Mandatory Water Efficiency Labelling Scheme and Voluntary Water Efficiency Labelling Scheme | not available | not available
28 | AirTrunk-FY23-Sustainability-Report-FINAL-Online.pdf |  | AirTrunk Singapore - SGP1 | AirTrunk | Yes | Yes | Yes | No | not available | AirTrunk | not available | not available | The regions where the data centers are located are Sydney (SYD), Melbourne (MEL), Singapore (SGP), and Hong Kong (HKG). | Australia, Singapore, Hong Kong | Not available | not available | not available | not available | not available | not available | Yes | not available | Yes | not available | not available | Yes | not available | not available | Yes | not available | not available | not available | not available | not available | not available | not available | not available | not available | not available | not available | not available | ISO 14001:2015 ISO 45001 | ISO 45001, ISO 9001, and ISO 14001. | not available | not available | not available | not available | not available | not available | The type of facility mentioned in the text is a hyperscale data centre. | not available | not available | 1.32 | not available | The cooling systems mentioned are: - Indirect evaporative cooling (IEC) - Direct-to-chip liquid cooling | 0.10 | not available | not available | Yes | not available | not available | not available | not available | not available
29 | ibx_sg4_en_feb2021.pdf | January 07, 2021, 04:53:57 (UTC-08:00) | Equinix SG4 | Equinix | Yes | Yes | No | Yes | Singapore IBX® Data Center | Equinix | 7, Tai Seng Drive Singapore IBX® Data Center Singapore 535218 | Singapore | Singapore | Singapore | Active | not available | Yes | not available | Yes | not available | not available | not available | not available | not available | Yes | Yes | not available | not available | Yes | Yes | not available | Yes | Yes, 24/7 on-site security officers. | Yes | Yes | Yes | not available | 2N | N+1 water-cooled chillers | N+2 MV genset ring | not available | - ISO 27001 - PCI DSS - SOC 1 Type - SOC 2 Type - SS 564 | - ISO 27001 - PCI DSS - SOC 1 Type - SOC 2 Type - SS 564 | Raised Floor | 45,424 ft2 | The colocation space mentioned in the text is 45,424 ft2 (4,220 m2). | The text mentions a "7-story warehouse building." Therefore, there are 7 floors/halls mentioned. | 12.5 kN/m2 | not available | Colocation | UPS Configuration 2N Standby Power Configuration N+2 MV genset ring | not available | not available | not available | N+1 water-cooled chillers | not available | 45,424 ft2 (4,220 m2) | not available | Yes. | BCA Green Mark GoldPlus Award | not available | not available | - ISO 27001 - PCI DSS - SOC 1 Type - SOC 2 Type - SS 564 | The security systems in use are: - 24/7 on-site security officers - Biometric readers (in common areas) - Additional biometric readers (optional) - PIN & card readers - CCTV surveillance with 30-day retention - Motion detection - Man trap entry - Perimeter fence
29 | SG4_IBX_Site_Spec_01.03.2019.pdf | January 04, 2019, 00:50:10 (UTC+08:00) | Equinix SG4 | Equinix | Yes | Yes | No | No | Singapore SG4 data center | Equinix | 7, Tai Seng DriveSG4 Singapore IBX Data Center Singapore 535218 | Singapore | Southeast Asia | Singapore | Active | not available | Yes | not available | not available | not available | not available | not available | not available | not available | not available | not available | not available | not available | not available | Yes | not available | Yes | Yes, 24x7 onsite security officers. | Yes | Yes | not available | not available | 2N | N+1 | 2N | not available | ISO 27001 (targeted) | - ISO 27001 (targeted) | Raised | 45,424 ft2 | not available | 7-story | The maximum floor load capacity mentioned is 12.5 kN/m2. | not available | Colocation | The power systems mentioned are: - AC Power Circuits - UPS Configuration 2N - N+2 MV genset ring | not available | not available | not available | N+1 water-cooled chillers | not available | 45,424 ft2 (4,220 m2) | not available | Yes | not available | not available | not available | - ISO 27001 (targeted) - PCI DSS (targeted) - SOC 1 Type (targeted) - SOC 2 Type (targeted) - SS 564 (targeted) | The security systems in use are: - 24x7 onsite security officers - Biometric Readers (in common areas) - Biometric Readers (optional) - PIN & Card Readers - Man trap entry - Perimeter fence
29 | a37a386c-f9a6-4b9e-89d9-396ab4aadc19.pdf | September 16, 2020, 20:57:51 (UTC+08:00) | Equinix SG4 | Equinix | Yes | Yes | No | Yes | Singapore SG4 data center | Equinix | 7, Tai Seng Drive SG4 Singapore IBX Data Center Singapore 535218 | Singapore | Singapore | Singapore | not available | not available | Yes. | not available | Yes | not available | not available | not available | not available | not available | Yes | Yes | not available | not available | Yes | Yes | not available | Yes | Yes, 24x7 onsite security officers. | Yes | Yes | not available | not available | 2N | N+1 | N+2 MV genset ring | not available | - ISO 27001 - SS 564 | - ISO 27001 - PCI DSS - SOC 1 Type - SOC 2 Type - SS 564 | Raised | 45,424 ft2 (4,220 m2) | 43,500+ square meters | 7-story | 12.5 kN/m2 | The building floor to ceiling height is not availablet mentioned in the provided text. Therefore, the answer is "not available" | Colocation | N+2 MV genset ring | not available | not available | not available | N+1 water-cooled chillers | not available | 45,424 ft2 (4,220 m2) | not available | Yes | not available | not available | not available | - ISO 27001 - PCI DSS - SOC 1 Type - SOC 2 Type - SS 564 | The security systems mentioned in the text are: - 24x7 onsite security officers - Biometric readers (in common areas) - Biometric readers (optional) - PIN & card readers - Man trap entry - Perimeter fence
30 | brochure_data-center-locations_singapore.pdf | September 11, 2019, 18:59:09 (UTC+02:00) | Telin Singapore 2 | NeutraDC | No. | No. | No | No | The names of the data centers mentioned in the text are: - Serangoon Data Center - Tai Seng 2 Data Center | NTT | not available | Singapore | Serangoon | Singapore | Not available | 2012 | not available | not available | Yes | not available | not available | not available | not available | not available | not available | Yes | Yes | not available | not available | not available | not available | Yes | not available | Yes | Yes | not available | not available | N+1 | N+1 | N+1 | not available | - ISO 27001 - Green Mark Platinum | - ISO 27001 | not available | not available | not available | not available | not available | not available | not available | The power systems in use by the data center are: - UPS in 2N configuration - Diesel generator in N+1 configuration | not available | not available | not available | Chilled water-cooling system | not available | not available | not available | Yes | The data center has obtained the Green Mark Platinum Award from BCA. | not available | not available | - ISO 27001 - ISO 9001 - ISO 14000 - ISO 14001 - SOC Type II - SS564 - TVRA compliant - Green Mark Platinum | The security systems mentioned in the text are: - Preregistration - Photo identification - Integrated circuit (IC) card authentication - Biometric authentication - Anti-tailgating system
30 | datasheet-telin3-v3_0.pdf | D:20170216084321Z00'00' | Telin Singapore 2 | NeutraDC | No | No. | No | No | not available | not available | not available | not available | not available | not available | not available | not available | not available | not available | not available. | not available. | not available. | not available. | not available. | not available. | not available. | not available | not available. | not available. | not available. | not available. | not available | not available | not available | not available | not available | not available | not available | not available | not available | not available | not available | not available | not available | not available | not available | not available | not available | not available | not available | not available | not available | not available | not available | not available | not available | not available | not available | not available | not available | not available | not available | not available | not available | not available
31 | kdcr-ar-2023.pdf | March 14, 2024, 20:14:42 (UTC+08:00) | Keppel DC Singapore 2 (SGP2) | Keppel Data Centres | Yes | Yes | Yes | No | - Guangdong Data Centre 2 - Guangdong Data Centre 3 - Basis Bay Data Centre - Kelsterbach Data Centre - maincubes Data Centre - Keppel DC Dublin 1 - Keppel DC Dublin 2 - Milan Data Centre - Almere Data Centre - Amsterdam Data Centre - Eindhoven Campus - GV7 Data Centre - London Data Centre | not available | not available | Offenbach am Main | not available | UNITED KINGDOM | The operating status of the data centers is not mentioned in the provided context. Therefore, the status is "not available" | not available | Yes. | not available | Yes | Yes | Yes | not available | Yes | Yes | not available | not available | not available | not available | Yes | Yes | not available | not available | not available | not available | not available | not available | not available | not available | not available | not available | not available | ISO 14001:2015 ISO 50001 | 1. ISO/IEC 27001:2013 Information Security Management System 2. ISO 45001:2018 Occupational Health Management System 3. ISO 9001:2015 Quality Management System 4. ISO 50001 certifications for energy management systems 5. ISO 14001 certifications for environmental management systems | not available | not available | not available | Four-storey and two-storey | not available | not available | Colocation | not available | not available | not available | not available | not available | not available | The Gross Floor Area (sq ft) mentioned in the text are as follows: - 125,044 - 76,747 - 88,600 - 208,096 - 127,283 If you need information for a specific facility or building, please specify which one. | not available | Yes | SS 564 Part-1:2020 Energy and Environment Management System Water Efficient Building by PUB | not available | ISO 46001:2009 Water Efficiency Management Systems certification | The security standards mentioned in the text are: 1. ISO/IEC 27001:2013 Information Security Management System 2. ANSI/TIA-942-B:2017 – Rated 3 3. SS 507:2015 Provision of Business Continuity and Disaster Recovery Facilities Services | not available
31 | kdcr-ar2022.pdf | March 10, 2023, 18:35:20 (UTC+08:00) | Keppel DC Singapore 2 (SGP2) | Keppel Data Centres | Yes | Yes | Yes | No | - Cardiff Data Centre - GV7 Data Centre - London Data Centre - Keppel DC Dublin 1 - Keppel DC Dublin 2 - Almere Data Centre - Amsterdam Data Centre - Eindhoven Campus - Milan Data Centre - Kelsterbach Data Centre - maincubes Data Centre | Not available | not available | The cities where the data centers are located are: - Cardiff - London - Dublin - Almere - Amsterdam - Eindhoven - Milan - Kelsterbach | United Kingdom | Ireland | Not available | not available | Yes | not available | Yes | not available | not available | not available | not available | Yes | not available | Yes | not available | not available | Yes | Yes | not available | not available | not available | not available | not available | not available | not available | not available | not available | not available | ISO 14001, ISO 50001 | ISO 14001:2015 Environmental Management System ISO 50001 certifications | not available | not available | not available | not available | not available | not available | not available | Colocation | not available | not available | not available | LED lights, motion sensors | not available | not available | not available | not available | Yes | The green building standards mentioned in the text are: - SS 564 Part-1:2020 Energy & Environment Management System - Water Efficient Building by PUB | not available | The water efficiency standards mentioned are: - SS 564 Part-1:2020 Energy & Environment Management System - ISO 46001:2019 Water Efficiency Management Systems (WEMS) | 1. ISO/IEC 27001:2013 Information Security Management System 2. ISO 27001:2013 Information Security Management System 3. ANSI/TIA-942-B:2017 - Rated 3 | ISO/IEC 27001:2013 Information Security Management System ANSI/TIA-942-B:2017 - Rated 3 SS 507:2015 Provision of Business Continuity and Disaster Recovery
31 | keppel-ltd-ar2023-connectivity.pdf | March 22, 2024, 01:22:05 (UTC+08:00) | Keppel DC Singapore 2 (SGP2) | Keppel Data Centres | No | Yes | No | No | The names of the data centers mentioned in the text are: - Keppel DC Singapore 7 - Keppel DC Singapore 8 | Keppel | not available | Singapore | Genting Lane | Singapore | Active | 2023 | not available | not available | The provided text does not availablet mention whether the data center has ISO 27001 certification. Therefore, not available. | not available | not available | not available | not available | not available | not available | not available | not available | not available | not available | not available | not available | not available | not available | not available | not available | not available | not available | not available | not available | not available | not available | not available | not available | not available | not available | not available | not available | not available | not available | not available | Hydrogen and solar energy. | The renewable energy power generation capacity mentioned for DataPark+ is 1 GW. | not available | Hydrogen and solar energy. | seawater cooling system | not available | not available | not available | Yes | not available | not available | not available | not available | Real-time security surveillance and management solutions at sea.
32 | kdcr-ar-2023.pdf | March 14, 2024, 20:14:42 (UTC+08:00) | Keppel DC Singapore 1 (SGP1) | Keppel Data Centres | Yes | Yes | Yes | No | - Guangdong Data Centre 2 - Guangdong Data Centre 3 - Basis Bay Data Centre - Kelsterbach Data Centre - maincubes Data Centre - Keppel DC Dublin 1 - Keppel DC Dublin 2 - Milan Data Centre - Almere Data Centre - Amsterdam Data Centre - Eindhoven Campus - GV7 Data Centre - London Data Centre | not available | not available | Offenbach am Main | not available | UNITED KINGDOM | The operating status of the data centers is not mentioned in the provided context. Therefore, the status is "not available" | Not available | not available | not available | Yes | Yes | Yes | not available | Yes | Yes | not available | not available | not available | not available | Yes | Yes | not available | not available | not available | not available | not available | not available | not available | not available | not available | not available | not available | ISO 14001:2015 ISO 50001 | 1. ISO/IEC 27001:2013 Information Security Management System 2. ISO 45001:2018 Occupational Health Management System 3. ISO 9001:2015 Quality Management System 4. ISO 50001 certifications for energy management systems 5. ISO 14001 certifications for environmental management systems | not available | not available | not available | Four-storey and two-storey | not available | not available | Colocation | not available | not available | not available | not available | not available | not available | The Gross Floor Area (sq ft) mentioned in the text are as follows: - 125,044 - 76,747 - 88,600 - 208,096 - 127,283 If you need information for a specific facility or building, please specify which one. | not available | Yes | SS 564 Part-1:2020 Energy and Environment Management System Water Efficient Building by PUB | not available | ISO 46001:2009 Water Efficiency Management Systems certification SS 564 Part-1:2020 Energy and Environment Management System | The security standards mentioned in the text are: 1. ISO/IEC 27001:2013 Information Security Management System 2. ANSI/TIA-942-B:2017 – Rated 3 3. SS 507:2015 Provision of Business Continuity and Disaster Recovery Facilities Services | not available
32 | kdc-sgp1-info-july-2023-final.pdf | August 13, 2020, 01:20:11 (UTC+08:00) | Keppel DC Singapore 1 (SGP1) | Keppel Data Centres | Yes | Yes | No | No | not available | Keppel Data Centres | not available | Singapore | Serangoon North | Singapore | Active | not available | Yes | not available | Yes | Yes | Yes | not available | Yes | Yes | not available | not available | not available | not available | not available | Yes | Yes | Yes | Yes, 24/7. | not available | Yes | Yes | not available | not available | The information provided does not availablet specify the redundancy level for power and cooling systems in terms of "n+1" or any similar format. Therefore, the answer is "not available" | not available | not available | ISO 9001, 14001, 27701, 27001, 37001, 45001, 46001, 50001 | The ISO Standards/certificates mentioned for the data center are: - ISO 9001 - ISO 14001 - ISO 27701 - ISO 27001 - ISO 37001 - ISO 45001 - ISO 46001 - ISO 50001 | not available | not available | not available | not available | 15 kN/sqm | Up to 5.7 m | not available | Incoming feed | not available | not available | not available | Dual piping | not available | 225,945 sqft | not available | Yes | The green building standard mentioned in the text is "Water efficient building by PUB." | The energy standards mentioned in the text are ISO 50001. | Water efficient building by PUB | - ISO 27001 - TIA 942 Rated 3 | The security systems in use are: - 24/7 onsite security force with mandatory personnel & vehicle checks - 24/7 CCTV monitoring - Anti-climb perimeter fencing and vehicle trap system - Access control with 2-factor authentication and man trap entry - GVMS (Global Visitor Management System)
32 | kdcr-ar2022.pdf | March 10, 2023, 18:35:20 (UTC+08:00) | Keppel DC Singapore 1 (SGP1) | Keppel Data Centres | Yes | Yes | Yes | No | - Cardiff Data Centre - GV7 Data Centre - London Data Centre - Keppel DC Dublin 1 - Keppel DC Dublin 2 - Almere Data Centre - Amsterdam Data Centre - Eindhoven Campus - Milan Data Centre - Kelsterbach Data Centre - maincubes Data Centre | Not available | not available | The cities where the data centers are located are: - Cardiff - Dublin - Almere - Amsterdam - Eindhoven - Milan - Kelsterbach | United Kingdom | Ireland | Not available | Not available | Yes | not available | Yes | not available | not available | not available | not available | Yes | not available | Yes | not available | not available | Yes | Yes | not available | not available | not available | not available | not available | not available | not available | not available | not available | not available | ISO 14001, ISO 50001 | ISO 14001:2015 Environmental Management System ISO 50001 certifications | not available | not available | not available | not available | not available | not available | not available | Colocation | not available | not available | 1.3 | LED lights, motion sensors | not available | not available | not available | not available | Yes | The green building standards mentioned in the text are: - SS 564 Part-1:2020 Energy & Environment Management System - Water Efficient Building by PUB | not available | The water efficiency standards mentioned in the text are: - SS 564 Part-1:2020 Energy & Environment Management System - ISO 46001:2019 Water Efficiency Management Systems (WEMS) | 1. ISO/IEC 27001:2013 Information Security Management System 2. ISO 27001:2013 Information Security Management System 3. ANSI/TIA-942-B:2017 - Rated 3 | The security systems mentioned in the text are: 1. ISO/IEC 27001:2013 Information Security Management System 2. ANSI/TIA-942-B:2017 - Rated 3 3. SS 507:2015 Provision of Business Continuity and Disaster Recovery Facilities Services
32 | keppel-ltd-ar2023-connectivity.pdf | March 22, 2024, 01:22:05 (UTC+08:00) | Keppel DC Singapore 1 (SGP1) | Keppel Data Centres | No | Yes | No | No | The names of the data centers mentioned in the text are: - Keppel DC Singapore 7 - Keppel DC Singapore 8 - Huailai Data Centre | Keppel DC Singapore 7 | not available | Singapore | Genting Lane | Singapore | Active | 2023 | not available | not available | The provided text does not availablet mention whether the data center has ISO 27001 certification. Therefore, not available. | not available | not available | not available | The provided text does not availablet mention whether the data center has ISO 45001 certification. Therefore, not available. | not available | not available | not available | not available | not available | not available | not available | not available | not available | not available | not available | not available | not available | not available | not available | not available | not available | not available | not available | not available | not available | not available | not available | not available | not available | not available | not available | Hydrogen and solar energy | The renewable energy power generation capacity mentioned for DataPark+ is 1 GW. | not available | Hydrogen and solar energy. | The cooling system in use by the data center is seawater cooling. | not available | not available | not available | Yes | not available | not available | not available | not available | Real-time security surveillance and management solutions at sea.
33 | colt-singapore-dc-datasheet.pdf | June 10, 2020, 16:05:03 (UTC+01:00) | Rackspace Singapore | Rackspace Hosting | No | No | No | No | 1. Colt Brussels Data Centre 2. Colt Copenhagen Data Centre 3. Colt Paris North Data Centre 4. Colt Paris South West Data Centre 5. Colt Berlin Data Centre 6. Colt Frankfurt City Data Centre 7. Colt Frankfurt West Data Centre 8. Colt Hamburg Data Centre 9. Colt Hong Kong Data Centre 10. Colt Mumbai Data Centre 11. Colt Milan Data Centre 12. Colt Osaka Data Centre | Colt Data Centre Services | not available | Madrid | The regions mentioned where the data centers are located include: - Europe - Asia Pacific | The countries where the data centers are located are: - Belgium - Denmark - France - Germany - Hong Kong - India - Italy - Japan - Netherlands - Singapore - Spain - Switzerland - United Kingdom | Active | not available | not available | not available | Yes | not available | not available | not available | not available | not available | not available | not available | not available | not available | not available | Yes | not available | not available | Yes, on-site security staff 24/7. | Yes. | Yes | Yes | not available | 2N configuration | N+2 | 2N configuration N+1 configuration | not available | ISO 27001 | ISO 27001 | Raised floor | 4,810sqm | not available | 7 floors | not available | not available | not available | The power systems mentioned are: - Two 22kV closed loop receiving system - 2N configuration - N+1 configuration | not available | not available | not available | N+2 Computer Room Air Conditioning (CRAC) units | not available | 4,810sqm | not available | not available | not available | not available | not available | ISO 27001 | The security systems mentioned in the text are: - Biometric authentication system - Mantrap - Multi-layer physical security with biometric authentication system and card key - On-site security staff 24/7
34 | zone1.pdf | February 15, 2024, 20:40:07 (UTC+09:00) | TELEHOUSE Singapore | KDDI Corporation | No | Yes | No | No | KDDI/TELEHOUSE Data Center | TELEHOUSE | not available | not available | U S E a s t C o a s t | United Kingdom France Germany Japan Thailand Hong Kong Shanghai Beijing Singapore Turkey Vietnam Canada | not available | not available | not available | not available | not available | not available | not available. | not available | not available | not available | not available | not available | not available | not available | not available | not available | not available | not available | not available | not available | not available | not available | not available | not available | not available | not available | not available | not available | not available | not available | not available | not available | not available | not available | not available | The types of data centers mentioned in the text are "connectivity data centers" and "hyperscale data centers." | not available | not available | not available | not available | not available | not available | not available | not available | not available | not available | not available | not available | not available | not available
34 | telehouse-global-brochure-2204.pdf | June 08, 2022, 01:42:09 (UTC+09:00) | TELEHOUSE Singapore | KDDI Corporation | Yes | Yes | No | No | - London North - London North Two - London East - London West - London South - Sendai - Oyama - Tokyo - Nagoya - Osaka - Fukuoka - Hong Kong CCC - Hanoi - Istanbul - Frankfurt | KDDI Corporation | not available | London, Sendai, Oyama, Tokyo, Nagoya, Osaka, Fukuoka, Hong Kong, Hanoi, Istanbul, Frankfurt | EMEA | The countries where the data centers are located are: - United Kingdom - Japan - Hong Kong - Vietnam - Turkey - Germany | not available | 1989 | not available | not available | not available | not available | not available | not available | not available | not available | not available | not available | not available | not available | not available | not available | not available | not available | not available | not available | not available | not available | not available | not available | not available | not available | not available | not available | not available | not available | not available | not available | not available | not available | not available | Colocation | not available | not available | not available | not available | not available | not available | not available | not available | not available | not available | not available | not available | not available | not available
34 | TELEHOUSE_Singapore.pdf | May 04, 2011, 15:48:09 (UTC+01:00) | TELEHOUSE Singapore | KDDI Corporation | Yes | Yes | No | Yes | Telehouse data center | KDDI Singapore | not available | Singapore | The data center is located in Singapore. | Singapore | Active | not available | Yes | not available | not available | not available | not available | not available | not available | not available | not available | not available | not available | not available | not available | Yes | not available | Yes | Yes, 24/7. | Yes | not available | not available | not available | 2N | N+2 redundancy climate control configuration | N+1 | not available | not available | not available | Raised Floor | not available | not available | not available | 824kg/m² | not available | Colocation | The power systems mentioned are: - 2N UPS system - N+1 oil driven private generators | not available | not available | not available | The cooling system in use by the data center is described as the "latest high volume air-conditioning system." | not available | not available | not available | not available | not available | not available | not available | not available | The security systems in use at Telehouse Singapore are: - 24-hour on-site personnel monitoring security of premises - 24/7 CCTV surveillance cameras installed around data center - Biometric sensor verifies identity by using vein patterns, located at entrance to colocation space - Single-point entry
36 | 20240320_172452_A17U_FBR4QTNDKTX21ORP.1.pdf | March 15, 2024, 22:18:07 (UTC+08:00) | Telepark | CapitaLand Data Centre | Yes | Yes | Yes | No | not available | Not available | not available | Manchester, London, Paris | Manchester, London, Paris | United Kingdom, France | not available | 2023 | not available | not available | not available | not available | not available | not available | not available | not available | not available | not available. | not available | not available | not available | not available. | not available | not available | not available | not available | not available | not available | not available | not available | not available | not available | not available | not available | not available | not available | not available | not available | not available | not available | not available | not available | not available | not available | not available | not available | not available | not available | 89,043 sqm | not available | not available | Green Mark GoldPLUS certification or equivalent | The energy standards mentioned in the text are: - Singapore – Green Mark GoldPLUS certification or equivalent - Overseas – certification by a green rating system administered by a national government ministry/agency or a World Green Building Council (WGBC) recognised Green Building Council. | not available | bizSAFE | not available
36 | Telepark Factsheet.pdf | November 08, 2024, 01:23:00 (UTC+08:00) | Telepark | CapitaLand Data Centre | Yes | No | No | Yes | not available | not available | not available | Tampines | Tampines Regional Centre | Singapore | Active | not available | not available | not available | not available | not available | not available | not available | not available | not available | not available | not available | not available | not available | not available | not available | not available | Yes | 24-hour security surveillance | not available | not available | not available | not available | not available | not available | not available | not available | not available | not available | Raised Floor | not available | not available | The text mentions the following storeys: Basement, 1st Storey, 2nd to 7th Storey, and 8th Storey. | 20 kN/sqm | The floor-to-ceiling height mentioned in the text is as follows: - 1st Storey: 3.0 m - 8th Storey: 5.2 m not available other specific floor-to-ceiling heights are mentioned for other storeys. | not available | 2 x 22KV | not available | not available | not available | Centralized chilled water system | not available | Basement: 4,000 sqm 1st Storey: 6,040.06 sqm 2nd Storey: 7,308.50 sqm 3rd Storey: 7,286.96 sqm 6th Storey: 2,526.95 sqm 7th Storey: 3,138.90 sqm 8th Storey: 1,536.27 sqm | not available | not available | not available | not available | not available | not available | 24-hour security surveillance
36 | CapitaLand_DC_Brochure.pdf | November 30, 2023, 02:38:03 (UTC+08:00) | Telepark | CapitaLand Data Centre | No. | Yes | Yes | No | not available | CapitaLand | not available | Shanghai, Beijing, Seoul, Singapore, London, Manchester, Paris, Geneva, Amsterdam, Mumbai, Hyderabad, Bangalore, Chennai. | not available | The countries where the data centers are located are: - China - South Korea - Singapore - Europe (includes multiple countries like the UK, France, Switzerland, and the Netherlands) - India | not available | not available | not available | not available | Yes | Yes | not available | not available | not available | not available | not available | not available | not available | not available | not available | not available | not available | Yes | not available | not available | Yes | not available | not available | not available | not available | not available | not available | not available | not available | not available | not available | not available | not available | not available | not available | The type of facility mentioned in the text is "colocation." | not available | not available | not available | 1. High efficiency electrical systems 2. Ultra-efficient chiller systems 3. "Free-cooling" econot availablemizer technot availablelogy 4. On-site renewable energy generation 5. Smart monitoring and analysis of energy use 6. Rainwater harvesting 7. Grey-water recycling 8. Integrated rainwater harvesting & energy recovery systems | The cooling system mentioned is "free-cooling" econot availablemizer technot availablelogy. | not available | not available | not available | Yes | not available | not available | not available | not available | not available
36 | CapitaLand DC Navi Mumbai 1 Factsheet.pdf |  | Telepark | CapitaLand Data Centre | No. | Yes | No | No | CapitaLand Data Centre Navi Mumbai 1 | CapitaLand | not available | Navi Mumbai | Airoli, Navi Mumbai, India | India | Active | not available | not available | not available | not available | not available | not available | not available | not available | not available | not available | not available | not available | not available | not available | Yes | not available | Yes | Yes, 24/7 | not available | not available | not available | not available | N+N | N+4 | N+1 power backup with dual sync panel | not available | not available | not available | Raised floor | not available | not available | not available | not available | The slab-to-slab height mentioned in the text is 7.3 metres. | not available | N+1 power backup with dual sync panel | The text mentions the inclusion of solar panels but does not availablet specify the renewable energy power generation capacity. Therefore, the answer is 'not available'. | not available | 1. High efficiency chillers 2. Water econot availablemization 3. Solar panels | N+4 redundant air-cooled chillers | not available | not available | not available | Yes | The green building standards mentioned are aiming to achieve LEED Gold certification. | The text mentions that the data centre aims to achieve LEED Gold certification. | not available | not available | The security systems mentioned in the text are: - Min. 7-layers security system - 24/7 Onsite security personnel - CCTV surveillance with intrusion detection
36 | CapitaLand-Ascendas-REIT-AR2023.pdf | March 22, 2024, 01:26:28 (UTC+08:00) | Telepark | CapitaLand Data Centre | Yes | Yes | Yes | No | not available | not available | not available | The cities where the data centers are located are: - Amsterdam, The Netherlands - Geneva, Switzerland - London, United Kingdom - Manchester, United Kingdom - Paris, France | Geneva, Switzerland | The data centers mentioned are located in the following countries: - The Netherlands - Switzerland - United Kingdom - France | not available | 2004 | not available | not available | not available | not available | not available | not available | not available | not available | not available | not available | not available | not available | not available | not available | not available | not available | not available | not available | not available | not available | not available | not available | not available | not available | not available | not available | not available | not available | not available | not available | not available | not available | not available | not available | not available | The renewable energy power generation capacity available on-site from solar installations in Singapore is projected to generate more than 23 GWh per year. | not available | not available | not available | not available | not available | not available | Yes | The green building standards mentioned in the text are: - 3.0 Stars NABERS Energy Rating - 5-Star Green Star Rating - BCA Green Mark GoldPLUS - 6-Star Green Star - 5.5-Star NABERS - BREEAM rating | not available | not available | not available | not available
37 | SG3_Factsheet.pdf | D:20241122080420Z00'00' | Princeton Digital SG3 | Princeton Digital Group | Yes | Yes | No | Yes | not available | not available | Floor 5, 46 Penjuru Lane, Singapore 609206 | Singapore | Singapore | Singapore | Active | Not available | not available | not available | not available | not available | not available | not available | not available | not available | not available | not available | not available | not available | not available | Yes | not available | Yes | Yes, 24x7. | not available | Yes | not available | not available | N+1 | N+1 | N+1 | not available | not available | not available | not available | 14,296 sq.m. | not available | not available | 25 kN/sq.m. | not available | not available | The power systems mentioned are: - Dual 22kV utility power feeds - 5M4 Diesel Generator redundancy (N+1) - 5M4 UPS redundancy (N+1) | not available | not available | not available | 5M4 water cooled chiller system | not available | 14,296 sq.m. | not available | not available | not available | not available | not available | not available | The security systems in use are: - 2FA security accessible by access ID and keypad readers - Arcserve hiavailability protection
37 | Princeton_Digital_Group_building_pan-APAC_platform_with_hyperscale_focus.pdf | D:20200604173746Z | Princeton Digital SG3 | Princeton Digital Group | No | Yes | No | No | not available | PDG | not available | not available | APAC region | Japan, South Korea, Malaysia, Singapore | Active | not available | not available | not available | The provided context does not availablet mention whether the data center is ISO 27001 certified. Therefore, I cannot availablet confirm its certification status. | not available | not available | not available | not available | not available | not available | not available | not available | not available | not available | not available | not available | not available | not available | not available | not available | not available | not available | not available | not available | not available | not available | not available | not available | not available | not available | not available | not available | not available | not available | The type of facility mentioned in the text is "hyperscaler." | not available | not available | not available | not available | not available | not available | not available | not available | not available | not available | not available | not available | not available | not available
38 | CLDC Factsheet.pdf | May 25, 2023, 21:59:48 (UTC+08:00) | 9 Tai Seng Data Centre | CapitaLand Data Centre | No. | Yes | No | No | 1. CapitaLand Data Centre Chennai 1 2. CapitaLand DC ITPB, Bangalore 3. CapitaLand DC ITPH, Hyderabad | CapitaLand | not available | Chennai and Bangalore. | The data centers are located in Chennai and Bangalore, India. | India | Not available | not available | not available | not available | not available | not available | not available | not available | not available | not available | not available | not available | not available | not available | not available | Yes | not available | Yes | Yes, 24/7 onsite security personnel. | not available | not available | not available | not available | N+1 | N+4 | N+1 | not available | not available | not available | Raised Floor | not available | not available | 11 data halls, 12 data halls | The DC Hall floor loading mentioned is 2,000 kg / sq mt. | The slab-to-slab height mentioned in the text is 7.3 metres. | not available | N+1 power backup with dual sync panel | not available | not available | The low-carbon technot availablelogy innot availablevations mentioned are: - high efficiency chillers - water econot availablemization - solar panels | The cooling systems mentioned are: - Air-cooled chillers - CRAC units | not available | not available | not available | Yes | The green building standards mentioned are: - High efficiency chillers - Water econot availablemization - Intelligent energy and infrastructure management - Solar panels | LEED Gold certification | Water econot availablemization | not available | The security systems mentioned are: - Min. 7-layers security system
38 | global-switch-technical-specification-singapore-tai-seng.pdf | D:20241218123347Z | 9 Tai Seng Data Centre | CapitaLand Data Centre | No | No | No | Yes | not available | not available | not available | Singapore | Singapore | Singapore | Not available | not available | not available | not available | Yes | not available | Yes | not available | Yes | not available | not available | not available | not available | not available | not available | Yes | not available | Yes | Yes, 24/7 | not available | Yes | Yes | not available | 2N and N+1 | N+1 | N+1 | not available | ISO 9001, 14001, 27001, 45001, 50001 | ISO 27001 | Raised floor | not available | not available | not available | 7.5 kN/m² | The building floor to ceiling height mentioned in the text is 3 meters clear height to the underside of the deepest beam. | not available | The power systems in use by the data center are: - 2N static UPS - Diesel Rotary UPS with N+1 redundancy | not available | not available | not available | not available | not available | not available | not available | Yes | not available | Energy efficiency is at the core of our business. | not available | ISO 27001 | The security systems mentioned in the text are: - Continuous CCTV surveillance of external and internal areas - Comprehensive intruder detection and alarms to all areas - Access control using proximity card readers - Physical access via mantrap
38 | 20210325_172137_A17U_3GXOWODOLSELIJDA.1.pdf | March 24, 2021, 18:03:02 (UTC+08:00) | 9 Tai Seng Data Centre | CapitaLand Data Centre | No. | Yes | Yes | No | not available | not available | not available | Paris, France | Paris, France | France | Not available | 2003 | not available | not available | not available | not available | not available | not available | not available | not available | not available | not available | not available | not available | not available | not available | not available | not available | not available | not available | not available | not available | not available | not available | not available | not available | not available | not available | not available | not available | 3,532 sqm | not available | The buildings mentioned in the text have the following number of floors/halls: - Two two-storey buildings - One four-storey office building - One adjoining three-storey office building | not available | not available | Colocation | not available | not available | not available | not available | not available | not available | not available | 1. HSBC Bank 2. Entserv UK 3. Bouygues Telecom | not available | The green building standards mentioned in the text are: - LEED: Leadership in Energy and Environmental Design (BD+C: Building Design & Construction) - BCA GM - BCA GM Gold - BCA GM GoldPlus - BCA GM Platinum - LEED Platinum (BD+C) | LEED: Leadership in Energy and Environmental Design. BD+C: Building Design & Construction | not available | not available | not available
38 | 20210428_063449_C31_7P1MMJW55V53BNLJ.2.pdf | April 28, 2021, 07:16:53 (UTC+08:00) | 9 Tai Seng Data Centre | CapitaLand Data Centre | No | Yes | No | Yes | Minhang DC Campus | not available | not available | Shanghai | Minhang District | China | Inactive | not available | not available | not available | not available | not available | not available | not available | not available | not available | not available | not available | not available | not available | not available | not available | not available | not available | not available | not available | not available | not available | 55 megawatts | not available | not available | not available | not available | not available | not available | not available | not available | not available | not available | not available | not available | not available | not available | not available | not available | not available | not available | not available | Up to 75,000 sqm | Master Lessee: Daily Tech | Yes | not available | The energy standards mentioned are "sustainable design principles and green building standards." | not available | not available | not available
38 | CapitaLand Data Centre.pdf | April 13, 2020, 19:16:44 (UTC+08:00) | 9 Tai Seng Data Centre | CapitaLand Data Centre | No | No | No | No | not available | not available | not available | not available | not available | not available | not available | not available | not available | not available | not available. | not available. | not available. | not available | not available. | not available. | not available | not available. | not available. | not available. | not available. | not available. | not available | not available | not available | not available | not available | not available | not available | not available | not available | not available | not available | not available | not available | not available | not available | not available | not available | not available | not available | not available | not available | not available | not available | not available | not available | not available | not available | not available | not available | not available | not available | not available | not available | not available
39 | acquisition-of-kdc-sgp-7-and-8.pdf | November 19, 2024, 08:50:43 (UTC+08:00) | Keppel DC Singapore 7 (SGP7) | Keppel Data Centres | Yes | Yes | No | Yes | KDC SGP 8 | Not available | not available | Singapore | Singapore | Singapore | Active | not available | not available | not available | not available | not available | not available | not available | not available | not available | not available | not available | not available | not available | not available | not available | not available | not available | not available | not available | not available | not available | 650MW | not available | not available | not available | not available | not available | not available | not available | 72,923 sq ft | not available | not available | not available | not available | The facility mentioned in the text is a colocation data centre. | not available | not available | not available | not available | liquid cooling | not available | ~72,923 sq ft | not available | not available | BCA Green Mark Platinum Award | not available | not available | not available | not available
39 | keppel-ltd-ar2023-connectivity.pdf | March 22, 2024, 01:22:05 (UTC+08:00) | Keppel DC Singapore 7 (SGP7) | Keppel Data Centres | Yes | Yes | No | No | The names of the data centers mentioned in the text are: - Keppel DC Singapore 7 - Keppel DC Singapore 8 | Keppel DC Singapore 7 | not available | Singapore | Genting Lane | Singapore | Active | 2023 | not available | not available | not available | not available | not available | not available | The provided text does not availablet mention whether the data center has ISO 45001 certification. Therefore, not available. | not available | not available | not available | not available | not available | not available | not available | not available | not available | not available | not available | not available | not available | not available | not available | not available | not available | not available | not available | not available | not available | not available | not available | not available | not available | not available | not available | Hydrogen and solar energy | The renewable energy power generation capacity mentioned for DataPark+ is 1 GW. | not available | Hydrogen and solar energy. | The cooling system in use by the data center is seawater cooling. | not available | not available | not available | Yes | not available | not available | not available | not available | Real-time security surveillance and management solutions at sea.
40 | global-switch-hong-kong-brochure.pdf | D:20250102153711Z | Global Switch Singapore Woodlands | Global Switch | No. | Yes | No | Yes | Global Switch Hong Kong Global Switch Singapore | Global Switch | 18 Chun Yat Street, Tseung Kwan O Industrial Estate, New Territories, Hong Kong | Hong Kong and Singapore. | Asia-Pacific | Hong Kong and Singapore. | Active | not available | not available | not available | Yes | Yes | Yes | not available | not available | not available | not available | not available | not available | not available | Yes | Yes | not available | Yes | Yes, the datacenter has onsite security staff available 24/7. | Yes | Yes | Yes | 100MVA | N+1 | N+1 | N+1 | ISO 50001 | ISO 9001, ISO 14001, ISO 27001, ISO 45001, ISO 50001 | ISO 45001 and ISO 50001. | Raised floor | 70,000 sq m | not available | not available | 12kN/m² | The building floor to ceiling height mentioned in the text is 6m slab to slab height. | Colocation | not available | not available | 1.3 | not available | Chilled water cooling system | not available | not available | not available | Yes | The green building standards mentioned are: - Leadership in Energy and Environmental Design (LEED) Platinum Rating - Hong Kong Green Building Council’s BEAM Plus New Build Gold rating | not available | not available | not available | - Access control using proximity card readers and biometric systems - Physical access via mantrap - Comprehensive intruder detection and alarms - Perimeter Intrusion Detection system (PIDs) - Digital addressable fire detection system - Aspirated early warning smoke detection system (monitored 24x7x365)
40 | global-switch-technical-specification-singapore-woodlands.pdf | D:20241218123415Z | Global Switch Singapore Woodlands | Global Switch | Yes | Yes | No | No | Amsterdam Campus | Global Switch | not available | Amsterdam, Singapore | Amsterdam | United Kingdom | Active | Not available | Yes | not available | Yes | Yes | not available | not available | not available | not available | not available | not available | not available | not available | not available | not available | not available | Yes | Yes, 24/7 | Yes | not available | Yes | not available | N+2 and N+1 | N+1 | N+2 and N+1 | not available | ISO 9001, 14001, 27001, 45001, 50001 | – ISO 9001, 14001, 27001, 45001, 50001 | Raised floor | not available | not available | not available | 15kN/m² | The building floor to ceiling height mentioned in the text is 5.4m slab to slab height. | not available | Diesel Rotary | not available | not available | not available | Chilled water cooling system | Water Usage Effectiveness (WUE) is not availablet mentioned in the provided context. Therefore, the answer is 'not available'. | 4,100,000 sq ft | not available | Yes. | not available | not available | not available | ISO 9001, 14001, 27001, 45001, 50001 | The security systems mentioned in the text are: - Comprehensive intruder detection and alarms to all areas - Perimeter Intrusion Detection system (PIDs) - Operations Centre manned 24x7x365 - Security guard patrols 24x7x365
40 | Base+Prospectus_cf45e0dc-4959-48e4-be6e-7289a477d6ef.PDF | May 16, 2017, 10:10:31 (UTC+01:00) | Global Switch Singapore Woodlands | Global Switch | Yes | Yes | No | No | not available | Global Switch | not available | not available | Europe and Asia Pacific | not available | Active | not available | Yes. | Yes. | not available | The provided text does not availablet mention whether the data center has ISO 9001 certification. Therefore, not available. | not available | not available | not available | not available | not available | not available | not available | not available | not available | Yes | not available | Yes | Yes, 24/7. | not available | Yes | not available | not available | N+1 | N+1 | N+1 | not available | not available | not available | Raised Floor | not available | not available | not available | not available | not available | The type of facility/building mentioned in the text is "retail colocation." | The power systems mentioned are "back-up generators" and "uninterruptible power supply (or UPS) systems." | not available | not available | The low-carbon technot availablelogy innot availablevations mentioned in the text are: - Power proportional computing - Low-power servers | not available | not available | The text mentions that private data suites typically occupy more than 250 square metres of space. | not available | not available | not available | not available | not available | not available | The text mentions "security systems" but does not availablet specify the types of security systems in use. Therefore, the response is "not available"
40 | global-switch-brochure-singapore-woodlands.pdf | D:20250102155945Z | Global Switch Singapore Woodlands | Global Switch | Yes | Yes | No | Yes | Global Switch Hong Kong Global Switch Singapore | Global Switch | not available | Hong Kong Singapore | Asia-Pacific | Singapore | Active | not available | not available | not available | Yes | Yes | Yes | not available | Yes | Yes | not available | not available | not available | not available | not available | Yes | not available | Yes | Yes, security guard patrols 24x7x365. | Yes | Yes | Yes | 30MVA | N+2 and N+1 | N+1 | N+N | not available | ISO 14001, ISO 50001 | The ISO Standards/certificates assigned to the data center are: - ISO 9001 - ISO 14001 - ISO 27001 - ISO 45001 - ISO 50001 | Raised floor | not available | not available | not available | 15N/m² | The minimum height from the raised floor to the underside of the ceiling mentioned in the text is 3.5 meters. | not available | 22kV utility supply with N+N redundancy | not available | 1.34 | not available | not available | not available | not available | not available | Yes | The green building standards mentioned are: - BCA Green Mark Platinum - LEED Gold certification | not available | not available | ISO 9001, 14001, 27001, 45001, 50001 | The security systems mentioned in the text are: - Readers and biometric systems - Comprehensive intruder detection and alarms to all areas - Perimeter Intrusion Detection system (PIDs) - Analogue addressable fire detection system in all areas - HD video surveillance system - Biometric entry controls
40 | Base+Prospectus_704e5d21-8356-478f-8be6-e55fb043601b.PDF |  | Global Switch Singapore Woodlands | Global Switch | No. | Yes | No | Yes | Not available | Global Switch | not available | not available | not available | not available | Active | Not available | not available | not available | The provided context does not availablet mention whether Global Switch's data centers are ISO 27001 certified. Therefore, not available. | The provided text does not availablet mention whether Global Switch's data centers are ISO 9001 certified. Therefore, not available. | not available | not available | not available | not available | not available | not available | not available | not available | not available | Yes | not available | Yes | Yes, 24/7. | not available | Yes | not available | not available | 2(N+1) | 2(N+1) | 2(N+1) | not available | not available | not available | Raised (or access flooring) | not available | not available | not available | not available | not available | Retail colocation data centre | not available | not available | not available | not available | not available | not available | 25,400 square metres | not available | not available | not available | not available | not available | not available | The security systems mentioned in the text include: - access control systems - 24 / 7 security and technical support teams
42 | Singtel-Group-Sustainability-Report-2024.pdf | July 02, 2024, 19:39:38 (UTC+08:00) | Singtel Tuas DC | Not Available | No | No | Yes | No | Not available | Not available | not available | not available | Singapore | Singapore | Not available | not available | not available. | not available | Yes | not available | not available | Yes | Yes | not available | not available | not available | not available | not available | not available | not available | not available | not available | not available | not available | not available | not available | not available | not available | not available | not available | not available | not available | not available | not available | not available | not available | not available | not available | not available | not available | solar PV system | The renewable energy power generation capacity available on-site mentioned in the text is 557kWp. | 1.3 to 1.6 | not available | not available | not available | not available | not available | Yes | not available | not available | not available | not available | not available
42 | kdcr-ar-2023.pdf | March 14, 2024, 20:14:42 (UTC+08:00) | Singtel Tuas DC | Not Available | No | No | Yes | No | - Guangdong Data Centre 2 - Guangdong Data Centre 3 - Basis Bay Data Centre - Kelsterbach Data Centre - maincubes Data Centre - Keppel DC Dublin 1 - Keppel DC Dublin 2 - Milan Data Centre - Almere Data Centre - Amsterdam Data Centre - Eindhoven Campus - GV7 Data Centre - London Data Centre | not available | not available | The cities where the data centers are located are: - London - Offenbach am Main | not available | UNITED KINGDOM | Not available | not available | not available | not available | Yes | Yes | Yes | not available | Yes | Yes | not available | not available | not available | not available | Yes | Yes | not available | not available | not available | not available | not available | not available | not available | not available | not available | not available | not available | ISO 14001:2015 ISO 50001 | 1. ISO/IEC 27001:2013 Information Security Management System 2. ISO 45001:2018 Occupational Health Management System 3. ISO 9001:2015 Quality Management System 4. ISO 50001 certifications for energy management systems 5. ISO 14001 certifications for environmental management systems | not available | not available | not available | Four-storey and two-storey | not available | not available | Colocation | not available | not available | not available | not available | not available | not available | The Gross Floor Area (sq ft) mentioned in the text are as follows: - 125,044 - 76,747 - 88,600 - 208,096 - 127,283 For other facilities where Gross Floor Area is not availablet mentioned, it is 'not available'. | not available | Yes | SS 564 Part-1:2020 Energy and Environment Management System Water Efficient Building by PUB | not available | ISO 46001:2009 Water Efficiency Management Systems certification | The security standards mentioned in the text are: 1. ISO/IEC 27001:2013 Information Security Management System 2. ANSI/TIA-942-B:2017 – Rated 3 3. SS 507:2015 Provision of Business Continuity and Disaster Recovery Facilities Services | not available
42 | Singtel-HKTKO-data-centre-factsheet_WEB.pdf.pdf | May 18, 2017, 02:49:33 (UTC+08:00) | Singtel Tuas DC | Not Available | No | No | No | Yes | not available | Singtel | 33 Chun Choi Street, Tseung Kwan O Ind Est, New Territories, Hong Kong. | Hong Kong | New Territories | Hong Kong | Active | Not available | not available | not available | Yes | Yes | Yes | not available | not available | not available | not available | not available | not available | not available | not available | Yes | not available | Yes | Yes, onsite security personnel 24x7. | Yes | Yes | not available | 1,440kW | 2N configuration | N+1 | N+1 | not available | ISO9001, ISO14001, ISO27001 | not available | Raised floor | not available | not available | not available | 12.5KN/m2 | The slab-to-slab height mentioned in the text is 4.65m. | not available | The power systems mentioned are: - UPS power supply - Transformers - Power generators | not available | not available | not available | High efficiency chiller systems | not available | not available | not available | not available | not available | The energy standards mentioned in the text are ASHRAE TC 9.9 2011 conditions. | not available | The security standards mentioned are ISO9001, ISO14001, and ISO27001. | The security systems in use are: - Overhead and under-floor smoke detection system - Double interlock pre-action dry-pipe sprinkler system - not availablevec 1230 fire suppression system and VESDA early detection system - Dual authentication access with Biometric Scan and Card Key access control - 24x7 closed circuit TV (CCTV) monitoring system with digital recording and archiving - Onsite security personnel 24x7 - Security system complies with ISO9001, ISO14001 and ISO27001
42 | SingtelInvestorDay2022-RegionalDataCentre.pdf | August 30, 2022, 02:34:01 (UTC+08:00) | Singtel Tuas DC | Not Available | Yes | No | Yes | No | 1. Global DC1 2. Global DC2 3. Local DC3 4. Kim Chuan DC 1 5. Telepark DC 6. Comcentre 3 7. NCS Bedok 8. NCS Hub (AMK) 9. DC Tuas | Kim Chuan DC | not available | The cities mentioned where data centers are located include: - Tuas - Bedok - Kim Chuan - Telepark - Comcentre 3 - Batam - JB (Johor Bahru) - Singapore Additionally, there are mentions of Thailand and Indonesia, but specific cities are not listed for these countries. | Singapore | Singapore | Not available | not available | not available | not available | Yes | Yes | not available | Yes | not available | not available | not available | not available | not available | not available | not available | not available | not available | not available | not available | not available | not available | not available | 21 | not available | not available | not available | not available | ISO 27001 ISO 22301 ISO 9001 | ISO 27001 ISO 22301 ISO 9001 | not available | not available | not available | not available | not available | not available | Hyperscaler | not available | not available | 1.3 | not available | not available | not available | not available | not available | Yes | BCA Green Mark Award Platinum | not available | not available | ISO 27001 ISO 22301 ISO 9001 S S 507 MAS OSPAR | not available
43 | cloud-computing-in-singapore-2015-edition.pdf | May 23, 2015, 02:08:11 (UTC+08:00) | Ascenix Data Centre | Ascenix Pte Ptd | Yes | No. | No | No | not available | not available | not available | not available | Asia Pacific region | The data centers are located in Singapore, Germany, Canada, and the United States. | Not available | not available | not available | not available | Yes | not available | not available | not available | not available | not available | Yes | Yes | not available | not available | not available | not available | not available | not available | not available | not available | not available | not available | not available | not available | not available | not available | not available | ISO 27001 | ISO27001 | not available | not available | not available | not available | not available | not available | not available | not available | not available | not available | not available | not available | not available | not available | not available | not available | not available | not available | not available | not available | not available
43 | ne_datacenter_service.pdf | October 04, 2018, 18:13:07 (UTC+08:00) | Ascenix Data Centre | Ascenix Pte Ptd | No | No | No | No | not available | not available | not available | not available | not available | not available | not available | not available | not available | not available | not available. | not available. | not available. | not available. | not available. | not available. | not available. | not available. | not available. | not available. | not available. | not available. | not available | not available | not available | not available | not available | not available | not available | not available | not available | not available | not available | not available | not available | not available | not available | not available | not available | not available | not available | not available | not available | not available | not available | not available | not available | not available | not available | not available | not available | not available | not available | not available | not available | not available
44 | singapore-pdpa-wp.pdf | July 09, 2019, 20:01:23 (UTC+00:00) | Google Singapore Data Center | Google | Yes | Yes | No | No | not available | Google | not available | not available | The data centers are located in the U.S., Europe, Chile, Singapore, and Taiwan. | The data centers are located in the U.S., Europe, Chile, Singapore, and Taiwan. | Active | not available | not available | not available | Yes | not available | not available | not available | not available | not available | not available | not available | not available | not available | not available | not available | Yes | Yes | Yes, the data centers are monitored 24/7 by experienced security guards. | Yes | Yes | not available | not available | not available | not available | not available | not available | not available | ISO 27001 ISO 27018 | not available | not available | not available | not available | not available | not available | not available | not available | not available | not available | not available | not available | not available | not available | not available | not available | not available | not available | not available | Multi-Tier Cloud Security Singapore Standard 584 | The security systems mentioned in the text are: - Biometric identification - Metal detection - Vehicle barriers - Custom-designed electronic access cards
44 | Guide-to-Green-Data-Centers-Final.pdf | August 31, 2023, 12:13:07 (UTC+02:00) | Google Singapore Data Center | Google | No | No | No | No | not available | not available | not available | not available | Singapore | not available | not available | 2005, 2019, 2017 | not available | Yes. | not available | not available | Yes | not available | not available | not available | not available | not available | not available | not available | not available | Yes | not available | Yes | not available | not available | not available | not available | not available | n+1 | not available | n+1 | not available | ISO 14001 (Environmental Management) | not available | Raised Floor | not available | not available | not available | not available | not available | Colocation data centers | redundant uninterruptible power supply systems | not available | not available | The low-carbon technot availablelogy innot availablevations mentioned in the text are: - Liquid cooling - Advanced monitoring systems | The cooling systems mentioned in the text are: - Precision air conditioning - Econot availablemizers - Containment systems - Liquid cooling - Free cooling - Mechanical cooling systems (air conditioner, computer room air handler units) | not available | not available | not available | not available | not available | The energy standards mentioned in the text are: - European Union: Data Centres Energy Efficiency Code of Conduct - EU eco-design directives - Recommendation ITU-T L.1300-Best practices for green data centers - Recommendation ITU-T L.1303-Functional requirements and framework of green data center energy-saving management system | Leadership in Energy and Environmental Design and Building Research Efficiency Directive. | CSN EN 50600 | not available
44 | google-va-impact-report.pdf | December 21, 2023, 06:50:33 (UTC-07:00) | Google Singapore Data Center | Google | No | Yes | Yes | No | not available | Google | not available | Loudoun County | Loudoun County, Virginia | United States | not available | not available | not available | not available | not available | not available | not available | not available | not available | not available | not available | not available | not available | not available | not available | not available. | not available | Yes | Yes and how many hours such as 24/7 | not available | not available | not available | not available | not available | not available | not available | ISO 27018 and ISO 27701 | ISO 27018, ISO 27701 | ISO 27018 and ISO 27701 | not available | not available | not available | not available | not available | not available | not available | not available | not available | 1.09 | not available | The cooling systems mentioned for data centers are air-cooling, water-cooling, or a combination of these technot availablelogies. | not available | not available | not available | Yes | not available | not available | not available | not available | not available
45 | Singtel_KCTC_2_Factsheet_web.pdf | December 28, 2015, 17:56:50 (UTC+08:00) | Singtel KCTC-2 | Singtel | Yes | Yes | No | Yes | KCTC-2 Data Centre | Singtel | not available | not available | not available | not available | Active | not available | not available | not available | not available | not available | not available | not available | not available | not available | not available | not available | not available | not available | not available | Yes | not available | Yes | Yes, 24/7 | not available | Yes | not available | not available | N+1 | N+1 | N+1 | not available | not available | not available | Raised floor | not available | not available | The text mentions a "nine storey building." Therefore, the number of building floors is nine. | 12KN/m² | The floor to floor height mentioned in the text is 5 meters. | not available | - Fully redundant un-interruptible power supply (UPS) - Fully redundant power generator | not available | not available | not available | CRAC configuration: N+1 | not available | not available | not available | not available | not available | not available | not available | not available | The security systems in use are: - Contact-less card access systems to prevent unauthorised access - Centralised rack-locking system available - 24x7 closed circuit TV (CCTV) monitoring system with recording on all floors - 24x7 physical security access by pre-authorisation
45 | SingtelInvestorDay2022-RegionalDataCentre.pdf | August 30, 2022, 02:34:01 (UTC+08:00) | Singtel KCTC-2 | Singtel | Yes | Yes | Yes | No | 1. Global DC1 2. Global DC2 3. Local DC3 4. Kim Chuan DC 1 5. Telepark DC 6. Comcentre 3 7. NCS Bedok 8. NCS Hub (AMK) 9. DC Tuas | Kim Chuan DC | not available | The cities mentioned where data centers are located include: - Tuas - Bedok - Kim Chuan - Telepark - Comcentre - Batam - JB (Johor Bahru) | not available | Singapore | not available | not available | not available | not available | Yes | Yes | not available | Yes | not available | not available | not available | not available | not available | not available | not available | not available | not available | not available | not available | not available | not available | not available | 21 | not available | not available | not available | not available | ISO 27001 ISO 22301 ISO 9001 | ISO 27001 ISO 22301 ISO 9001 | not available | not available | not available | not available | not available | not available | Hyperscaler | not available | not available | 1.3 | not available | not available | not available | not available | not available | Yes | BCA Green Mark Award Platinum Kim Chuan DC 1*, Telepark DC, Comcentre 3 | not available | not available | ISO 27001 ISO 22301 ISO 9001 S S 507 MAS OSPAR | not available
45 | 2010-AnnualReport.pdf | June 09, 2010, 20:58:39 (UTC+08:00) | Singtel KCTC-2 | Singtel | Yes | Yes | No | No | Kim Chuan Telecommunications Centre II | SingTel | not available | Singapore | Kim Chuan | Singapore | Active | 2010 | not available | not available | not available | not available | not available | not available | not available | not available | not available | not available | not available | not available | not available | not available | not available | not available | not available | not available | not available | not available | not available | not available | not available | not available | not available | not available | not available | not available | not available | not available | not available | not available | not available | not available | Grid-Tied Solar Photovoltaic System | not available | not available | 1. Green Shelter concept for base transceiver stations 2. Solar energy 3. Wind power 4. Environmentally friendly Value Regulated Lead Acid batteries | not available | not available | not available | not available | Yes | The green building standard mentioned is the Building and Construction Authority’s Green Mark scheme. | not available | not available | The security standards mentioned are: - International Standards for the Professional Practice of Internal Auditing (“the IIA Standards”) | not available
45 | Release23Apr08KCTC.pdf | April 23, 2008, 20:42:20 (UTC+08:00) | Singtel KCTC-2 | Singtel | Yes | Yes | No | No | Kim Chuan Telecommunications Centre 2 | SingTel | not available | Singapore | Kim Chuan | Singapore | Not available | 2008 | not available | not available | not available | not available | not available | not available | not available | not available | not available | not available | not available | not available | not available | Yes | not available | not available | not available | not available | not available | not available | not available | The text does not availablet specify the details about POWER UPS Redundancy in the data center, so the answer is 'not available'. | n+1 | not available | not available | not available | not available | not available | 150,000 square feet | 150,000 square feet | not available | not available | not available | not available | not available | not available | not available | not available | not available | not available | 150,000 square feet | not available | Yes | The green building standards mentioned are from the Building and Construction Authority’s (BCA) Green Mark scheme. | not available | not available | not available | not available
47 | 20230215_181559_J91U_WJ8YGSYHE35O5EQM.1.pdf | February 16, 2023, 00:19:33 (UTC+08:00) | ESR BizPark @ Chai Chee | ESR Group | Yes | Yes | Yes | No | APAC Data Centre 3 | APAC Data Centre 3 | not available | Tokyo | Japan | Japan | Not available | not available | not available | not available | not available | not available | not available | not available | not available | not available | not available | not available | not available | not available | not available | not available | not available | not available | not available | not available | not available | not available | not available | not available | not available | not available | not available | not available | not available | not available | not available | not available | not available | not available | not available | not available | not available | The renewable energy power generation capacity available on-site is approximately 16.4 MWp. | not available | not available | not available | not available | The net lettable area (NLA) of the facility mentioned in the text is 32,340 square meters. | not available | Yes | Green Mark Gold Certification | The energy standards mentioned in the text are: - Green Mark Gold / Gold Plus - LEED Platinum / Gold | not available | LEED Platinum / Gold | not available
47 | 20210728_235544_J91U_4K9B91CPN4VSMNFH.3.pdf | July 28, 2021, 10:28:57 (UTC+08:00) | ESR BizPark @ Chai Chee | ESR Group | Yes | Yes | No | No | Data Centre Operator | 1-Net Singapore Pte Ltd | 7000 Ang Mo Kio Avenue 5, Singapore 569877 | not available | Chai Chee | Singapore | Not available | not available | not available | not available | not available | not available | not available | not available | not available | not available | not available | not available | not available | not available | not available | not available | not available | not available | not available | not available | not available | not available | not available | not available | not available | not available | not available | not available | not available | not available | not available | not available | not available | not available | not available | not available | not available | not available | not available | not available | not available | not available | The floor space mentioned in the text is approximately 265,000 sqft of additional GFA. | not available | not available | not available | not available | not available | not available | not available
47 | 890459_E_ESR-LOGOS-REIT_AR2022_0403_2140_LR.pdf | April 04, 2023, 05:38:03 (UTC+08:00) | ESR BizPark @ Chai Chee | ESR Group | Yes | Yes | Yes | No | The names of the data centers mentioned are: - Malkoha (Meta) - Google Asia Pacific | not available | not available | not available | not available | not available | not available | not available | not available | not available | not available | not available | not available | not available | Yes | not available | not available | not available | not available | not available | not available | not available | not available | not available | Yes and how many hours such as 24/7 | not available | not available | not available | not available | not available | not available | not available | not available | ISO 14001 | not available | not available | not available | not available | not available | not available | not available | not available | not available | The renewable energy power generation capacity available on-site is not availablet explicitly mentioned in the text provided. Therefore, the response is "not available" | not available | not available | District Cooling | not available | The Gross Floor Area mentioned in the text is 472,896 sqm and 85,424 sqm. | not available | Yes | The green building standards mentioned are "increased mandatory environmental sustainability standards for new buildings and existing buildings." Specific names of the standards are not availablet provided in the text. | not available | WEB certification | not available | not available
47 | Operations_Review.pdf | April 27, 2023, 10:09:32 (UTC+08:00) | ESR BizPark @ Chai Chee | ESR Group | No. | Yes | No | No | The names of the data centres mentioned are: - Bupyeong KR1 data centre - Kwai Chung HK data centre - Rabale MU1 data centre - Cosmosquare OS1 data centre | not available | not available | Seoul, Osaka, Tokyo, Sydney, Shanghai | The data centers mentioned are located in Seoul, Kwai Chung, Rabale, and Osaka. | South Korea, Hong Kong, Japan, India | 1. Bupyeong KR1 data centre in Seoul - not available 2. Kwai Chung HK data centre - not available 3. Rabale MU1 data centre - not available 4. Cosmosquare OS1 data centre in Osaka - Inactive (under construction, completion expected in 2026) | not available | not available | not available | not available | not available | not available | not available | not available | not available | not available | not available | not available | not available | not available | Yes | not available | Yes | not available | not available | not available | not available | not available | not available | not available | not available | not available | not available | not available | not available | not available | not available | not available | not available | not available | not available | not available | not available | not available | not available | not available | not available | not available | Woolworths Group | not available | not available | not available | not available | not available | Security and surveillance features, proper ventilation, and basic fire-fighting features such as sprinkler systems.
47 | Message_to_Unitholders.pdf | April 03, 2023, 22:58:27 (UTC+08:00) | ESR BizPark @ Chai Chee | ESR Group | Yes | Yes | No | No | not available | not available | 7002 Ang Mo Kio Ave 5 | Singapore | Greater Tokyo area. | Japan | not available | not available | not available | not available | not available | not available | not available | not available | not available | not available | not available | not available | not available | not available | not available | not available | not available | not available | not available | not available | not available | not available | not available | not available | not available | not available | not available | not available | not available | not available | not available | not available | not available | not available | not available | not available | not available | not available | not available | not available | not available | not available | 24,600 sqm | not available | Yes | The green building standards mentioned in the text are BCA Green Mark Gold/Gold Plus and LEED Platinum certifications. | not available | not available | not available | not available
48 | CLDC Factsheet.pdf | May 25, 2023, 21:59:48 (UTC+08:00) | Kim Chuan Telecommunications Complex | CapitaLand Data Centre | No | Yes | No | No | 1. CapitaLand Data Centre Chennai 1 2. CapitaLand DC ITPB, Bangalore 3. CapitaLand DC ITPH, Hyderabad | CapitaLand | not available | Chennai and Bangalore. | The data centers are located in Chennai and Bangalore, India. | India | not available | not available | not available | not available | not available | not available | not available | not available | not available | not available | not available | not available | not available | not available | not available | Yes | not available | Yes | Yes, 24/7. | not available | not available | not available | not available | N+1 | N+2 | N+1 | not available | not available | not available | Raised Floor | not available | not available | 12 data halls | The DC Hall floor loading mentioned is 2,000 kg / sq mt for all the provided contexts. | The slab-to-slab heights mentioned in the text are as follows: - 7.3 metres - 7.3 metres - 7.2 metres - 7.3 metres | not available | N+1 power backup with dual sync panel | not available | not available | The low-carbon technot availablelogy innot availablevations mentioned in the text are: - high efficiency chillers - water econot availablemization - solar panels | The cooling systems mentioned are: - Air-cooled chillers - CRAC units | not available | not available | not available | Yes | The green building standards mentioned are: - high efficiency chillers - water econot availablemization - intelligent energy and infrastructure management - solar panels | LEED Gold certification | Water econot availablemization | not available | The security systems mentioned are "Min. 7-layers security system."
48 | Singtel_KCTC_2_Factsheet_web.pdf | December 28, 2015, 17:56:50 (UTC+08:00) | Kim Chuan Telecommunications Complex | CapitaLand Data Centre | Yes | No | No | Yes | KCTC-2 Data Centre | Singtel | not available | not available | not available | not available | Active | not available | not available | not available | not available | not available | not available | not available | not available | not available | not available | not available | not available | not available | not available | Yes | not available | Yes | 24x7 physical security access by pre-authorisation | not available | Yes | not available | not available | N+1 | N+1 | N+1 | not available | not available | not available | Raised floor | not available | not available | The text mentions a "nine storey building." Therefore, the number of building floors mentioned is nine. | 12KN/m² | The floor to floor height mentioned in the text is 5 meters. | not available | - Fully redundant un-interruptible power supply (UPS) - Fully redundant power generator | not available | not available | not available | CRAC configuration: N+1 | not available | not available | not available | not available | not available | not available | not available | not available | The security systems mentioned in the text are: - Contact-less card access systems - Centralised rack-locking system - 24x7 closed circuit TV (CCTV) monitoring system with recording on all floors - 24x7 physical security access by pre-authorisation
48 | A-REIT_Presentation_4_properties_21Feb2005.pdf | February 21, 2005, 20:25:29 (UTC+08:00) | Kim Chuan Telecommunications Complex | CapitaLand Data Centre | Yes | No | No. | No | Data Centre : SingTel | SingTel | not available | Singapore | Singapore | Singapore | Active | not available | not available | not available | not available | not available | not available | not available | not available | not available | not available | not available | not available | not available | not available | not available | not available | not available | not available | not available | not available | not available | not available | not available | not available | not available | not available | not available | not available | not available | not available | not available | 7 | not available | not available | not available | not available | not available | not available | not available | not available | not available | 22,741 sqm | SingTel | not available | not available | not available | not available | not available | not available
49 | Microsoft-datacenters-in-Singapore.pdf | June 04, 2024, 02:10:48 (UTC-07:00) | Microsoft Singapore Woodlands | Microsoft | No | Yes | Yes | No | Not available | Microsoft | not available | Singapore | Singapore | Singapore | Not available | not available | not available | not available | not available | The provided text does not availablet mention whether the datacenters are ISO 9001 certified. Therefore, not available. | not available | not available | not available | not available | not available | not available | not available | not available | not available | not available | not available | not available | not available | not available | not available | not available | not available | not available | not available | not available | not available | not available | not available | not available | not available | not available | not available | not available | not available | not available | not available | not available | not available | not available | Water-cooled chillers | not available | not available | not available | Yes. | not available | not available | not available | not available | not available
49 | Singapore (Southeast Asia).pdf | April 25, 2023, 11:06:08 (UTC-07:00) | Microsoft Singapore Woodlands | Microsoft | No | Yes | No | No | not available | Microsoft | not available | Singapore | Southeast Asia region | Singapore | Active | not available | not available | not available | not available | not available | not available | not available | not available | not available | not available | not available | not available | not available | not available | not available | not available | not available | not available | not available | not available | not available | not available | not available | not available | not available | not available | not available | not available | not available | not available | not available | not available | not available | not available | not available | The power system mentioned in the text is "solar power." | not available | 1.358 | not available | NEWater and mechanical cooling | not available | not available | not available | Yes | not available | The energy standards mentioned in the text are: - Power usage effectiveness (PUE) - Design PUE for new datacenters: 1.23 | Water usage effectiveness (WUE) | not available | not available
50 | 20190503_171727_CC3_WNKH2Q8NGGGBPJUD.1.pdf | May 04, 2019, 00:43:54 (UTC+08:00) | StarHub SHDC1@TaiSeng | StarHub | No. | Yes | No | No | Not available | not available | not available | not available | not available | not available | not available | not available | not available | not available | not available | not available. | not available. | not available | not available | not available | not available | not available | not available | not available | not available | not available | not available | not available | not available | not available | not available | not available | not available | not available | not available | not available | not available | not available | not available | not available | not available | not available | not available | not available | not available | not available | not available | not available | not available | not available | not available | not available | not available | not available | not available | not available | not available | not available | not available | not available
50 | global-switch-technical-specification-singapore-tai-seng.pdf | D:20241218123347Z | StarHub SHDC1@TaiSeng | StarHub | No. | No | No | Yes | not available | not available | not available | Singapore | Singapore | Singapore | not available | not available | not available | not available | Yes | Yes | Yes | not available | Yes | not available | not available | not available | not available | not available | not available | Yes | not available | Yes | Yes, 24/7 | not available | Yes | Yes | not available | 2N, N+1 | N+1 | N+1 | not available | ISO 9001, 14001, 27001, 45001, 50001 | ISO 27001 | Raised floor | not available | not available | not available | 7.5kN/m² | The building floor to ceiling height mentioned in the text is 3 meters clear height to the underside of the deepest beam. | not available | The power systems in use by the data center are: - 2N static UPS - Diesel Rotary UPS with N+1 redundancy | not available | not available | not available | not available | not available | The floor space mentioned is over 4,100,000 sq ft (387,000 sq m). | not available | Yes | not available | Energy efficiency is at the core of our business. | not available | ISO 27001 | The security systems mentioned in the text are: - Continuous CCTV surveillance of external and internal areas - Comprehensive intruder detection and alarms to all areas - Access control using proximity card readers - Physical access via mantrap
50 | StarHub_Data_Centre_Fact_Sheet.pdf | March 01, 2014, 02:32:09 (UTC+08:00) | StarHub SHDC1@TaiSeng | StarHub | No. | Yes | No | No | not available | StarHub | not available | not available | not available | not available | Not available | not available | not available | not available | not available | not available | not available | not available | not available | not available | not available | not available | not available | not available | not available | Yes | not available | Yes | Yes, 24/7. | Yes. | Yes | Yes | 20 MVA | 2N configuration | N+1 | 2N | not available | not available | not available | Raised floor | 40,000 sq feet | 40,000 sq feet | not available | not available | not available | Colocation | The power systems mentioned are: - UPS Power - Standby Power | not available | not available | not available | Water cooled chillers | not available | not available | not available | not available | not available | not available | not available | not available | The security systems mentioned in the text are: - Iris scanners - Man traps - CCTV - Card key access - 24x7 CCTV monitoring by security officers on-site - Facility access only via badge access, iris scanner in man trap, and Module badge access
50 | 20220404_071127_CC3_TLA2EP0G7SO429A9.1.pdf | March 24, 2022, 16:46:26 (UTC+08:00) | StarHub SHDC1@TaiSeng | StarHub | Yes | Yes | Yes | No | not available | not available | not available | Singapore | Loyang | Singapore | Not available | not available | not available | not available | not available | not available | not available | not available | not available | not available | not available | not available | not available | not available | not available | not available | not available | not available | not available | not available | not available | not available | not available | not available | not available | not available | not available | not available | not available | not available | not available | not available | not available | not available | not available | not available | not available | not available | 1.76 | not available | not available | not available | not available | not available | Yes | not available | not available | not available | 27001 standards | not available
50 | Sustainability.pdf | April 04, 2022, 16:33:06 (UTC+08:00) | StarHub SHDC1@TaiSeng | StarHub | Yes | Yes | Yes | No | not available | not available | not available | Loyang | Loyang | Singapore | Active | not available | not available | not available | not available | not available | not available | not available | not available | not available | not available | not available | not available | not available | not available | not available | not available | not available | not available | not available | not available | not available | not available | n+1 | not available | not available | not available | not available | not available | not available | not available | not available | not available | not available | not available | not available | not available | not available | 1.76 | not available | not available | not available | not available | not available | Yes | not available | not available | not available | 27001 standards | not available
51 | aws-overview.pdf | D:20240715042648Z | Amazon AWS SIN - 12 Sunview | Amazon AWS | No. | Yes | No. | No | not available | not available | not available | not available | not available | Canada, Germany, Ireland, United Kingdom, France, Italy, Singapore, Australia, Japan, India, Brazil, South Korea, United States. | Not available | not available | not available | not available | Yes | Yes | not available | not available | not available | not available | Yes | Yes | Yes | not available | Yes | not available | not available | not available | not available | not available | not available | not available | not available | not available | not available | not available | not available | ISO 9001, ISO 27001, ISO 27017, ISO 27018 | ISO 9001, ISO 27001, ISO 27017, ISO 27018 | not available | not available | not available | not available | not available | not available | not available | not available | not available | not available | not available | not available | not available | not available | not available | not available | not available | not available | not available | The security standards mentioned in the text are: - SOC 1/ISAE 3402, SOC 2, SOC 3 - FISMA, DIACAP, and FedRAMP - PCI DSS Level 1 - ISO 9001, ISO 27001, ISO 27017, ISO 27018 | not available
52 | br_gdc_apac---serangoon_v2.pdf | March 14, 2024, 00:21:26 (UTC+08:00) | Cintech II | Vodien Internet Solutions | No. | No. | No | No | 1. Serangoon Data Center 2. Tai Seng 2 Data Center 3. Jurong Data Center | NTT Ltd. | not available | Serangoon and Jurong | Serangoon | Singapore | Not available | 2012 | not available | not available | Yes | Yes | Yes | not available | not available | not available | not available | Yes | not available | not available | not available | not available | not available | Yes | not available | Yes | Yes | not available | not available | 2N configuration | N+1 configuration | N+1 configuration | not available | - ISO 14000 - ISO 14001 | The ISO Standards/certificates mentioned for the data centers are: - ISO/IEC 27001:2005 - ISO 27001 - ISO 9001 - ISO 14000 - ISO 14001 | not available | 16,500m2 | not available | not available | not available | not available | not available | The power systems in use by the datacenter are: - UPS - Diesel generator | not available | not available | not available | Chilled water-cooling system | not available | not available | not available | Yes. | Green Mark Platinum Award from BCA | Green Mark Platinum Award from BCA, Gold certification for Leadership in Energy and Environmental Design (LEED) | not available | - ISO/IEC 27001:2005 - ISO 27001 | The security systems mentioned in the text are: - Round-the-clock surveillance - Extensive access control points - Intrusive detection alarm - Preregistration - Photo identification
52 | green-data-centres-policy-singapore-case.pdf | April 23, 2022, 19:18:02 (UTC+08:00) | Cintech II | Vodien Internet Solutions | No. | No. | No | No | not available | Not available | not available | New York and London | Singapore | United States, United Kingdom, Singapore | not available | not available | not available | not available | The provided context does not availablet mention whether the data centers are ISO 27001 certified. Therefore, not available. | The provided context does not availablet mention whether the data center has ISO 9001 certification. Therefore, not available. | not available | not available | not available | not available | not available | not available | not available | not available | not available | not available | not available | not available | not available | not available | not available | not available | not available | not available | not available | not available | not available | not available | not available | not available | not available | not available | not available | not available | not available | Colocation | not available | not available | 1.90 | The text mentions "electrochemical desalination" as a low-carbon technot availablelogy innot availablevation in use. | Liquid cooling | not available | The text mentions that the centres boast close to six million square feet of rack space. | not available | Yes | not available | The energy standards mentioned are: - By January 1, 2025, new data centres operating at full capacity will meet an annual PUE target of 1.4 for warmer climates and 1.3 for colder climates. - Existing data centres will achieve these same targets by January 1, 2030. | Water usage effectiveness (WUE) | not available | not available
53 | keppel-corporation-ar-22-operating-and-market-review.pdf | March 22, 2023, 00:34:20 (UTC+08:00) | M1 Next-Gen Data Centre | M1 Limited | Yes | Yes | No | No | Huailai Data Centre | Keppel T&T | not available | Greater Beijing | Genting Lane | Singapore | Not available | not available | not available | not available | not available | not available | not available | not available | not available | not available | not available | not available | not available | not available | not available | not available | not available | not available | not available | not available | not available | not available | not available | not available | not available | not available | not available | not available | not available | not available | not available | not available | not available | not available | not available | not available | not available | not available | not available | The low-carbon technot availablelogy innot availablevations mentioned in the text are: - Floating Data Centre Module - hydrogen production - low-carbon energy hub - low-carbon ammonia/hydrogen - carbon capture utilisation and sequestration (CCUS) | chilled water systems | not available | not available | not available | Yes | Green Mark Platinum (Zero Energy) | not available | not available | not available | not available
53 | RBC-Datacenter-Download-20210920.pdf | September 21, 2021, 06:45:00 (UTC-04:00) | M1 Next-Gen Data Centre | M1 Limited | No | No | No | No | not available | Alestra | not available | not available | not available | not available | not available | 2019, 2020 | not available | not available | not available | not available | Yes | not available | not available | not available | not available | not available | not available | not available | not available | Yes | not available | not available | not available | not available | not available | not available | not available | not available | not available | not available | not available | ISOs | ISOs | Raised flooring | not available | not available | not available | not available | not available | The type of facility/building mentioned in the text is "colocation." | not available | not available | not available | not available | The cooling system in use by the datacenter is "elevated chilled water temps." | For QTS Realty, the Water Usage Effectiveness (WUE) in 2020 is 1.61. | not available | not available | not available | - Australian NABERS star rating system - USGBC LEED certification - ENERGY STAR Portfolio Manager - UK CCA (reduce not availablen-IT energy consumption for UK scale) | not available | Australian NABERS star rating system | Global Industry Classification Standard (GICS) | not available
53 | vpc_best_practices_design_guide.pdf | D:20210323125236Z | M1 Next-Gen Data Centre | M1 Limited | No. | No | No | No | not available | not available | not available | not available | not available | not available | Active | not available | not available | not available | not available | not available | not available | not available | not available | not available | not available | not available | not available | not available | not available | not available | not available | not available | not available | not available | not available | not available | not available | not available | not available | not available | not available | not available | not available | not available | not available | not available | not available | not available | not available | not available | not available | not available | not available | not available | not available | not available | not available | not available | not available | not available | not available | not available | not available | not available
54 | aws-overview.pdf | D:20250106100532Z | Amazon AWS SIN - 20 Loyang | Amazon AWS | No. | Yes | No | No | not available | not available | not available | not available | not available | not available | not available | not available | not available | not available | Yes | Yes | not available | not available | not available | not available | Yes | Yes | Yes | not available | Yes | not available | not available | not available | not available | not available | not available | not available | not available | not available | not available | not available | not available | ISO 9001, ISO 27001, ISO 27017, ISO 27018 | ISO 9001, ISO 27001, ISO 27017, ISO 27018 | not available | not available | not available | not available | not available | not available | not available | not available | not available | not available | not available | not available | not available | not available | not available | not available | not available | not available | not available | The security standards mentioned in the text are: - SOC 1/ISAE 3402, SOC 2, SOC 3 - FISMA, DIACAP, and FedRAMP - PCI DSS Level 1 - ISO 9001, ISO 27001, ISO 27017, ISO 27018 | Here are the security systems mentioned in the text: - Amazon Macie - Amazon Security Lake - Amazon Verified Permissions - AWS Artifact - AWS Audit Manager - AWS Certificate Manager - AWS CloudHSM - AWS Directory Service - AWS Firewall Manager - AWS Identity and Access Management - AWS Key Management Service
55 | ovhcloud-white-paper-data-centers-and-cloud-2024-v2.pdf | February 21, 2024, 07:06:15 (UTC-05:00) | OVHcloud SGP1 | OVH | No. | Yes | No | No | not available | not available | not available | not available | not available | not available | Not available | not available | not available | not available | not available | not available | not available | not available | not available | not available | not available | not available | not available | not available | not available | not available | not available | not available | not available | not available | not available | not available | not available | not available | not available | not available | not available | not available | not available | not available | not available | not available | not available | not available | not available | The type of facility mentioned in the text is hyperscale. | not available | not available | 1.1–1.3 | not available | The cooling system used by the datacenter is described as a "closed-loop cooling system." | not available | not available | not available | Yes | not available | The energy standard mentioned in the text is ISO/IEC 30134-2:2016. | not available | not available | not available
55 | 513659447414111-terms-and-conditions-2022-05-18-1142.pdf | July 10, 2020, 18:05:16 (UTC+02:00) | OVHcloud SGP1 | OVH | No | Yes | No | No | not available | OVHcloud. | not available | not available | not available | not available | Not available | not available | not available | not available | not available | not available | not available | not available | not available | not available | not available | not available | not available | not available | Yes | not available | not available | not available | not available | not available | not available | not available | not available | not available | not available | not available | not available | not available | not available | not available | not available | not available | not available | not available | not available | not available | not available | not available | not available | not available | not available | not available | not available | OVHcloud CLIENT | not available | not available | not available | not available | PCI DSS-SPECIFIC | not available
58 | terascale-hdd-data-sheet-ds1793-1-1306us (1).pdf | May 15, 2013, 03:24:22 (UTC-07:00) | IT Block Pte. Ltd. | IT Block Pte. Ltd. | No | No | No | Yes | not available | not available | not available | not available | not available | United States, France, Singapore | Not available | not available | not available | not available | not available | not available | not available | not available | not available | not available | not available | not available | not available | not available | not available | not available | not available | not available | not available | not available | not available | not available | not available | not available | not available | not available | not available | not available | not available | not available | not available | not available | not available | not available | not available | not available | PowerChoice | not available | not available | not available | not available | not available | not available | not available | not available | not available | not available | not available | Seagate Instant Secure Erase | Seagate Instant Secure Erase
58 | Seagate-32763973-exos-7-e2DS1956-1-1709US-en_CA.pdf | January 16, 2018, 21:05:46 (UTC-06:00) | IT Block Pte. Ltd. | IT Block Pte. Ltd. | No | No | No | Yes | not available | not available | not available | not available | not available | not available | not available | not available | not available | not available | not available | not available | not available | not available | not available | not available | not available | not available | not available | not available | not available | not available | not available | not available | not available | not available | not available | not available | not available | not available | not available | not available | not available | not available | not available | not available | not available | not available | not available | not available | not available | Hyperscale applications/cloud data centers | not available | not available | not available | not available | not available | not available | not available | not available | not available | not available | not available | not available | not available | not available
58 | exos-e-4u106DS1980-1-1805US-en_US.pdf | June 19, 2018, 03:46:51 (UTC-05:00) | IT Block Pte. Ltd. | IT Block Pte. Ltd. | No. | No | No | Yes | not available | Not available | not available | not available | not available | not available | Not available | not available | not available | not available | not available | not available | not available | not available | not available | not available | not available | not available | not available | not available | not available | not available | not available | not available | not available | not available | not available | not available | not available | not available | not available | not available | not available | not available | not available | not available | not available | not available | not available | not available | not available | not available | PSUs | not available | not available | not available | not available | not available | not available | not available | not available | not available | UL 60950-1 (United States) ¦ CAN/CSA-C22.2 not available60950-1- 07 (Canada) ¦ EN 60950-1 (European Union) ¦ IEC 60950-1 | not available | not available | not available
58 | 11410-01177C.pdf | July 27, 2021, 08:59:27 (UTC-07:00) | IT Block Pte. Ltd. | IT Block Pte. Ltd. | No | No | No. | Yes | not available | not available | not available | not available | not available | not available | not available | not available | not available | not available | not available | The provided information does not availablet specify whether the datacenter has ISO 9001 certification. Therefore, I cannot availablet confirm if it is certified. | not available | not available | not available | not available | not available | not available | not available | not available | not available | not available. | not available | not available | not available | not available | not available | not available | not available | not available | not available | not available | not available | not available | not available | not available | not available | not available | 16th Floor | not available | not available | not available | not available | not available | not available | not available | not available | not available | not available | not available | not available | not available | The energy standards mentioned in the text are: - RoHS Directive 2015/863/EU | not available | not available | not available
59 | apc-hosting.pdf | April 05, 2014, 08:14:01 (UTC+08:00) | APC Hosting SG1 | APC Hosting | No. | Yes | No | No | not available | not available | not available | Toa Payoh | Toa Payoh | Singapore | Not available | not available | not available | not available | not available | not available | not available | not available | not available | not available | not available | not available | not available | not available | not available | not available | not available | not available | not available | not available | not available | not available | not available | not available | not available | not available | not available | not available | not available | not available | not available | not available | not available | not available | not available | not available | not available | not available | not available | not available | not available | not available | not available | not available | not available | not available | not available | not available | not available | not available
59 | 234.pdf | March 10, 2015, 00:36:55 (UTC+08:00) | APC Hosting SG1 | APC Hosting | No. | No | No. | Yes | SG1 SINGAPORE IBX+ DATA CENTER | Equinix | not available | Singapore | One-North | The data center mentioned is located in Singapore. | not available | not available | No. | No. | Yes | not available | not available | not available | not available | not available | Yes | not available | not available | not available | not available | Yes | not available | Yes | Yes, 24x7x365 security officers | not available | not available | not available | 1.2 - 4kVA | N+N | N+1 | N+1 | not available | ISO / IEC 27001: 2013 | The ISO Standards/certificates assigned to the datacenter are: - ISO / IEC 27001: 2013 | Raised floors | 76,680 ft2 | not available | The building mentioned in the text has 9 floors. | 12.5 kN/m2 | The slab-to-ceiling height of the building is 4.9 m. | Colocation | The power systems mentioned in the text are: - Uninterruptible Power System - Critical Load Generator | not available | not available | not available | The cooling system in use by the data center is "Air-Cooled Centrifugal Chillers" and "Water-Cooled Centrifugal Chillers". | not available | Leased: 181,716 ft² (16,882 m²) Colocation Area: 76,680 ft² (7,124 m²) | not available | not available | BCA-IDA Green Mark Certified | The energy standards mentioned in the text are: - ISO / IEC 27001: 2013 - SSAE16 SOC-1 Type ll - SS564: 2010 - SS507: 2008 - BCA-IDA Green Mark Certified | not available | The security standards mentioned are: - ISO / IEC 27001: 2013 - SSAE16 SOC-1 Type ll - SS564: 2010 - SS507: 2008 | The security systems in use are: - Physical access control lists - 24x7 Equinix not availableC personnel - 24x7x365 security officers - 24x7x365 CCTV recordings - Access control - Motion detectors - Geometric readers (optional)
59 | HWE-Integrated-Governance-Handbook-v5.1-July-2024-1.pdf | August 05, 2024, 20:34:07 (UTC+01:00) | APC Hosting SG1 | APC Hosting | No. | No | No | No | not available | not available | not available | not available | not available | not available | not available | not available | not available. | No | not available | not available. | not available | not available | not available | not available | not available | not available | not available | not available | not available. | not available. | not available | not available | not available | not available | not available | not available | not available | not available | not available | not available | not available | not available | not available | not available | not available | not available | not available | not available | not available | not available | not available | not available | not available | not available | not available | not available | not available | not available | Yes | not available | not available | not available | not available | not available
60 | brochure_data-center-locations_uk.pdf | September 11, 2019, 17:52:13 (UTC+02:00) | NTT Jurong Data Center | NTT Global Data Centers | No | Yes | No | No | Slough 1 Data Center | NTT | not available | Slough | Slough | United Kingdom | not available | not available | The brochure does not provide information about whether the data center offers full cabinet services. Therefore, not available. | No. | Yes | not available | not available | not available | not available | not available | not available | not available | not available | not available | Yes | not available | not available | not available | not available | Yes | Yes | not available | not available | 2N | N+1 | 2N | not available | - ISO 14000 - LEED Gold | - ISO 20000 - ISO 14000 - ISO 27001 | not available | not available | not available | not available | not available | not available | not available | The power systems in use by the data center are: - Dual path - UPS in N+1 configuration - Diesel generator in N+1 configuration | not available | 1.2 | not available | Water-cooling system | not available | not available | not available | not available | LEED Gold | ISO 9001, ISO 14000, ISO 27001, ISO 20000, SSAE 16, SEAP3, PCI DSS | not available | - ISO 27001 - PCI DSS | The security systems in use are: - Preregistration - Photo identification - Integrated circuit (IC) card authentication - Biometric authentication - Anti-tailgating system
60 | 231003_1.pdf | October 03, 2023, 19:34:31 (UTC+09:00) | NTT Jurong Data Center | NTT Global Data Centers | No. | Yes | Yes | No | not available | NTT Ltd | not available | Mumbai | Mumbai Area | Netherlands, Switzerland, Malaysia, Singapore, Thailand, United States, Austria, Spain. | The operating status of the data centers is not mentioned in the provided context. Therefore, the response is "not available" | not available | No. | The provided context does not specify whether the data centers offer shared rack space services. Therefore, not available. | not available | not available | not available | not available. | not available | not available | not available | not available | not available | not available | not available | not available | not available | not available | not available | not available | not available | not available | not available | not available | not available | not available | not available | not available | not available | not available | not available | not available | not available | not available | not available | The type of facility mentioned in the text is "hyperscaler." | not available | not available | not available | not available | Row-Based Cooling with Containment | not available | not available | not available | Yes | not available | not available | not available | not available | not available
60 | 220929_1.pdf | September 29, 2022, 22:07:53 (UTC+09:00) | NTT Jurong Data Center | NTT Global Data Centers | No | Yes | Yes | No | Hemel Hempstead 4, Phoenix PH1, Zurich 1B, Navi Mumbai 1A, Berlin 2A/B, Madrid 1, Jakarta 3, Mumbai 8, Frankfurt 4D | NTT Global Data Center Americas | not available | Navi Mumbai | Ashburn VA | The countries mentioned where the data centers are located include: 1. United Kingdom 2. United States 3. Switzerland 4. Germany 5. Spain 6. Indonesia 7. India 8. South Africa 9. Austria 10. Malaysia | not available | not available | No. | No. | not available | not available | not available | not available | not available | not available | not available | not available | not available | not available | not available | not available | not available | Yes | not available | not available | not available | not available | The total critical power mentioned for the plant is 1,073 MW (Launched) + 702 MW (Planned). | not available | not available | not available | not available | not available | not available | not available | not available | not available | not available | not available | not available | Colocation | not available | not available | not available | not available | not available | not available | not available | not available | Yes | not available | not available | not available | not available | not available
60 | brochure_data-center-locations_singapore.pdf | September 11, 2019, 18:59:09 (UTC+02:00) | NTT Jurong Data Center | NTT Global Data Centers | Yes | Yes | No | Yes | The names of the data centers mentioned in the text are: - Serangoon Data Center - Tai Seng 2 Data Center | NTT | not available | Singapore | Serangoon | Singapore | not available | 2012 | The provided context does not mention whether the data center offers full cabinet services. Therefore, not available. | The provided text does not mention whether the Serangoon Data Center offers shared rack space services. Therefore, not available. | Yes | not available | not available | not available | not available | not available | not available | Yes | not available | not available | not available | not available | not available | Yes | not available | Yes | Yes | not available | not available | N+1 | N+1 | N+1 | not available | - ISO 27001 - Green Mark Platinum | - ISO 27001 | not available | not available | not available | not available | not available | not available | not available | The power systems in use by the data center are: - UPS in 2N configuration - Diesel generator in N+1 configuration | not available | not available | not available | Chilled water-cooling system | not available | not available | not available | Yes. | The green building standard mentioned in the text is the Green Mark Platinum Award from BCA. | not available | not available | - ISO 27001 - ISO 9001 - ISO 14000 - ISO 14001 - SOC Type II - SS564 - TVRA compliant - Green Mark Platinum | The security systems in use are: - Preregistration - Photo identification - Integrated circuit (IC) card authentication - Biometric authentication - Anti-tailgating system
60 | br_gdc_apac---serangoon_v2.pdf | March 14, 2024, 00:21:26 (UTC+08:00) | NTT Jurong Data Center | NTT Global Data Centers | Yes | Yes | No | No | 1. Serangoon Data Center 2. Tai Seng 2 Data Center 3. Jurong Data Center | NTT Ltd. | not available | Singapore | Serangoon | Singapore | Not available | 2012 | No. | No. | Yes | Yes | Yes | not available | not available | not available | not available | Yes | not available | not available | not available | not available | not available | not available | not available | Yes | Yes | not available | not available | 2N | N+1 configuration | N+1 configuration | not available | - ISO 14000 - ISO 14001 | - ISO/IEC 27001:2005 - ISO 27001 - ISO 9001 - ISO 14000 - ISO 14001 | not available | 16,500m2 | not available | not available | not available | not available | not available | The power systems in use by the datacenter are: - UPS - Diesel generator | not available | not available | not available | Chilled water-cooling system | not available | not available | not available | Yes. | Green Mark Platinum Award from BCA, LEED Gold certification. | Green Mark Platinum Award from BCA, Gold certification for Leadership in Energy and Environmental Design (LEED). | not available | - ISO 27001 - SOC Type II - SS564 - TVRA compliant | The security systems mentioned are: - Preregistration - Photo identification
61 | sg248350.pdf | D:20160216183616Z | SoftLayer - SNG01 | SoftLayer | No | Yes | No | No | Not available | not available | not available | Dallas, Houston, Atlanta, New York, Chicago, Denver, San Jose, Seattle, Los Angeles, Singapore, Washington D.C, Tokyo, Hong Kong, Frankfurt, Paris, and Stockholm. | United States | United States | Active | not available | No. | No. | not available | not available | not available | not available | not available | not available | Yes. | Yes. | Yes | not available | not available | not available | not available | not available | not available | not available | not available | not available | not available | N+1 | not available | N+1 | not available | not available | not available | not available | 10000 ft2 | not available | not available | not available | not available | not available | Generators, UPS, HVAC systems | not available | not available | not available | HVAC systems | not available | not available | not available | not available | not available | not available | not available | ISO 27001 Safe Harbor | The security systems mentioned in the text are: - OS firewall - Appliance firewall - Physical firewall device
61 | softlayer_SOC3.pdf | July 30, 2018, 13:24:18 (UTC-04:00) | SoftLayer - SNG01 | SoftLayer | No | Yes | No | No | AMS01 AMS03 CHE01 DAL01 | Please specify the data center facility you are inquiring about so I can provide the correct operator name. | not available | Frankfurt | Frankfurt, Germany | 1. Paris, France 2. Sao Paulo, Brazil 3. Tukwila, WA, USA 4. South Korea 5. Amsterdam, Netherlands 6. Almere, Netherlands 7. Chennai, India 8. Dallas, TX, USA 9. Frankfurt, Germany 10. Hong Kong, China 11. Houston, TX, USA | not available | not available | not available. | No | not available | not available | not available | not available | not available | not available | not available | not available | Yes | not available | not available | not available | not available | not available | not available | not available | not available | not available | not available | not available | not available | not available | not available | not available | not available | not available | not available | not available | not available | not available | not available | Co-location | not available | not available | not available | not available | not available | not available | not available | not available | not available | not available | not available | not available | Trust Services Principles and Criteria for Security, Availability, Processing Integrity, Confidentiality, and Privacy (AICPA, Trust Services Principles and Criteria, issued March 2016) | not available
62 | MSS-Product-Portfolio-Brochure.pdf | August 06, 2019, 23:06:49 (UTC+03:00) | Tata Communications Singapore GS | Tata Communications | No. | Yes | No. | No | not available | not available | not available | not available | not available | not available | Not available | not available | No. | No. | not available | not available | not available | not available | not available | not available | not available | not available | not available | not available | not available | not available | not available | not available | not available | not available | not available | not available | not available | not available | not available | not available | not available | not available | not available | not available | not available | not available | not available | not available | not available | not available | not available | not available | not available | not available | not available | not available | not available | not available | not available | not available | not available | not available | not available | 1. Firewall and Unified Threat Management 2. Intrusion Detection and Prevention 3. Guest Wi-Fi access 4. Advanced Malware Detection
62 | Cloud-DC-Managed-Hosting-Services-Brochure.pdf | May 25, 2016, 08:09:36 (UTC-07:00) | Tata Communications Singapore GS | Tata Communications | No | Yes | No | No | Premier Data Centre Advanced Data Centre Partner Data Centre | Tata Communications | not available | The cities where the data centers are located are: - Lisbon - Seixal - Mumbai (Andheri, Bandra Kurla Complex, Prabhadevi) - Pune - Bangalore (Sanjay Nagar, KIADB) - Los Angeles - Johannesburg - Cape Town | The regions mentioned where the data centers are located include: - Lisbon - Seixal - Los Angeles - Mumbai (Andheri, Bandra Kurla Complex, Prabhadevi) - Pune - Bangalore (Sanjay Nagar, KIADB) - Johannesburg - Cape Town | India | not available | not available | No. | No. | not available | The provided text does not availablet specify whether the data centers are ISO 9001 certified. Therefore, I cannot availablet confirm this information. | not available | not available | not available | not available | not available | not available | not available | not available | not available | not available | not available | not available | not available | not available | not available | not available | not available | not available | not available | not available | not available | not available | not available | not available | 1 million sq. ft. | not available | not available | not available | not available | Colocation | not available | not available | not available | not available | not available | not available | not available | not available | not available | not available | not available | not available | not available | The security systems mentioned in the text are: - Advanced Malware Protection - Web application firewalls - Managed SIEM - Vulnerability Management Services - DDOS detection and mitigation - Firewall, UTM, and IDPS (as part of CPE monitoring and management)
62 | integrated-annual-report-fy2023-24.pdf | June 25, 2024, 01:31:32 (UTC+05:30) | Tata Communications Singapore GS | Tata Communications | No | Yes | No | No | STT Global Data Centres India Private Limited | STT Global Data Centres India Private Limited | not available | Pune | India | India | Active | not available | No | No | not available | not available | Yes | not available | not available | not available | not available | not available | not available | not available | not available | not available | not available | not available | not available | not available | not available | not available | not available | not available | not available | not available | ISO 14001:2015 | ISO 14001:2015 | ISO 14001:2015 | not available | 26 | not available | not available | not available | not available | not available | not available | The text does not availablet specify the on-site renewable energy power generation capacity separately. Therefore, the answer is "not available" | 1.5 | not available | not available | not available | not available | not available | Yes | not available | not available | not available | 1. Securities Exchange Board of India (Listing Obligations and Disclosure Requirements) Regulations, 2015 2. Securities and Exchange Board of India (Issue of Capital and Disclosure Requirements) Regulations, 2018 3. Securities and Exchange Board of India (Delisting of Equity shares) Regulations, 2021 4. Securities and Exchange Board of India (Buy-back of Securities) Regulations, 2018 5. Securities and Exchange Board of India (Registrar to | not available
62 | corp-report-stt_gdc-india.pdf | November 30, 2020, 01:50:25 (UTC+05:30) | Tata Communications Singapore GS | Tata Communications | Yes | Yes | No | No | STT GDC India | STT GDC India | not available | Delhi, Mumbai, Kolkata, Hyderabad | not available | India | Active | 2009 | Yes | Yes. | not available | not available | Yes | not available | not available | not available | not available | not available | not available | not available | not available | not available | not available | Yes | Yes, the data center has onsite security staff available 24/7. | Yes. | Yes | not available | 110 MW | not available | not available | not available | ISO 14001 certifications | ISO 14001 | not available | Raised floor | 2.5 million sq ft | 2.5 million sq ft | not available | not available | not available | The type of facility mentioned in the text is "colocation." | not available | not available | not available | The low-carbon technot availablelogy innot availablevations mentioned in the text are: - Renewable power sources - Rainwater harvesting and water recycling - Green captive power generation systems - Li-Ion batteries for UPS systems | not available | not available | 2.5 million sq ft | Fortune 500 companies | Yes. | The green building standards mentioned in the text are: - IGBC - LEED GOLD/CEEDA certified | The energy standards mentioned in the text are ASHRAE, Energy Star, ETSI, EU CoC (the EU code of conduct), and The Green Grid. | not available | ETSI, EU CoC (the EU code of conduct), and The Green Grid. | The security systems mentioned in the text include: - Multi-tiered access control - 24x7 surveillance These systems are part of the multilayer security systems deployed for all data centres.

## Data_from_specification_rep (2)
Note: This version has duplicate reports removed
Folder_ID | pdf_name_from_info | Sustainability report | Annual report | Policy document | Spec sheet | Other | Not by operator | Wrong DC | Data pdf published | Data center | Data center provider | Pdf info about DC | Pdf info about DC provider | Sustainability Report | Specification Report | Data center name from pdf | Operator | Address | City | Region | Country | Operating status | Year | SERVICES Full Cabinets | SERVICES Shared Rackspace | ISO27001 Certified | ISO9001 Certified | ISO14001 Certified | ISO22301 Certified | ISO45001 Certified | ISO50001 Certified | SOC 1 Type I/II/2 Certified | SOC 2 Type I/II/2 | SOC 3 Type I/II/2 | SAS70 Type 2 | DSS PCI Certified | Firesupression | Fenced Perimeter | CCTV surveillance | Onsite Security Staff | Biometric Access Control | Card Access Control | Mantrap Entry | Total Critical Power | UPS Redundancy | Cooling Redundancy | Standby Power Redundancy | Renewable energy certificates | Green Building certificate | Other certificates | Floor type | Colocation space | BUILDING Total Whitespace | Floors Number | Max Floor Load | Floor to Ceiling Height | Building/facility type | Power system in use | Renewable energy power capacity | PUE | Low carbon innot availablevation in use | Cooling system | WUE | Floor space | Reported clients | Sustainability policies | Green Building standards | Energy standards | Water efficiency standards | Security standards | Security system in use
0 | data-centers-2023-data-centers-sustainability-report.pdf | X | [6 empty] | June 05, 2024, 06:29:34 (UTC-06:00) | Iron Mountain Data Centers SIN-1 | Iron Mountain Data Centers | No. | Yes | Yes | No | Iron Mountain Data Centers | Iron Mountain Data Centers | not available | Madrid, Chennai, Mumbai, Delhi NCR, Miami, North Virginia, London, Phoenix, North Virginia, New Jersey, Boston, Ohio. | North Virginia | The countries where Iron Mountain Data Centers are located include: - Belgium - Finland - France - Germany - Ireland - Luxembourg - Netherlands - Poland - South Africa - Spain - Sweden - Switzerland - United Kingdom - United States - Canada - Mexico - Argentina - Colombia - Brazil - Chile - Peru | Active | 2023 | not available | not available | not available | not available | not available | not available | not available | not available | not available | Yes | not available | not available | Yes | not available | not available | not available | not available | not available | not available | not available | not available | not available | not available | not available | ISO 14064-1 | ISO 14064-1, ISO 50001 | The ISO standard mentioned in the text is ISO 14064-1. | not available | not available | not available | not available | not available | not available | not available | not available | The on-site renewable energy generation capacity mentioned in the text is 21.3 MW. | 1.3 | not available | not available | 0.4 | 98M | Meta, Microsoft, Oracle, Google | Yes | BREEAM certification | The energy standards mentioned in the text are: - EPA Energy Star program - UL2799 - SS564 (SGP) - Global ISO 50001 - ISO 14064-1 | Water Usage Effectiveness (WUE) | SOC2 and PCI-DSS | not available
0 | 3515266c-3868-4cad-bc4e-ea362a2e7106.pdf |  |  |  | X |  |  |  | May 26, 2020, 03:25:27 (UTC-06:00) | Iron Mountain Data Centers SIN-1 | Iron Mountain Data Centers | Yes | Yes | No | No | SIN-1 Data Center | Iron Mountain | not available | Serangoon | Serangoon | Singapore | Active | not available | not available | not available | Yes | not available | not available | not available | not available | Yes | not available | Yes | Yes | not available | Yes. | not available | not available | not available | not available | not available | not available | not available | 6 MW | 2N/N+1 designs available | 2N/N+1 designs available | 2N/N+1 designs available | ISO 27001/ISO 50001 | ISO 27001/ISO 50001 | ISO 27001/ISO 50001 | not available | 153,000 SF | 153,000 SF | The text mentions four 10,000 SF data halls. | not available | not available | The type of facility mentioned in the text is a colocation data center. | not available | not available | not available | not available | not available | not available | 153,000 SF | not available | Yes. | ISO 50001 | ISO 50001 | not available | ISO 27001/ISO 50001, SOC 2 Type I/SOC 3 | not available
1 | 5832-1469162104.pdf |  |  |  | X |  |  |  | July 07, 2015, 00:21:35 (UTC+08:00) | 3 Loyang Way (SIN11) | Digital Realty | Yes | Yes | No | Yes | not available | Digital Realty | not available | Singapore | Northeast of Singapore | Singapore | Active | not available | not available | not available | not available | not available | not available | not available | not available | not available | not available | not available | not available | not available | not available | not available | Yes | Yes | Yes, 24/7. | Yes | not available | Yes | 13.2 MW | N+1 | N+1 | N+1 | not available | not available | not available | 800mm raised floor | 177,000 sq ft | not available | not available | 12.5 kN per square metre | not available | not available | The power systems mentioned in the text are: - 22kV utility power supplies - 22kV power switch rooms - HT/LV power transformers - N+1 generator sets | not available | 1.5 | not available | The cooling system in use by the data center is "modular magnetic bearing chillers." | not available | 177,000 sq ft | not available | not available | Green Mark platinum certified | not available | not available | MAS Threat Vulnerability Risk Assessment (TVRA) | The security systems in use are: - 24/7 onsite security - 2-factor authentication with biometric access to the data centres - 24/7 CCTV monitoring with digital recording and 90-day archiving - Single entrance/exit - Vehicle crash barrier - Perimetre fence - X-ray screening and circular man trap entry
1 | c1ac0gpgybecux3vakqd.pdf |  |  |  | X |  |  |  | 2023 | 3 Loyang Way (SIN11) | Digital Realty | Yes | Yes | No | No | SN 11 | not available | not available | not available | not available | not available | not available | not available | Yes | not available. | Yes | Yes | Yes | not available | not available | not available | not available. | Yes | Yes | not available. | Yes | not available. | not available | Yes | Yes, 24/7. | Yes | not available | not available | not available | N+1 | N+1 | not available | ISO 27001/ISO 50001 | not available | not available | Raised floor | 800 mm | 800 mm | not available | not available | not available | not available | not available | not available | not available | not available | Water storage providing 24-hours of support at full load | not available | 800 mm | not available | Yes | not available | not available | not available | not available | 24/7 onsite security 2-factor authentication with biometric access to the datacenters 24/7 CCTV monitoring with digital recording and 90-day archiving
3 | dlr-10-k-12-31-22.pdf |  | X | [5 empty] | February 27, 2023, 01:08:15 (UTC-05:00) | 29A International Business Park (SIN10) | Digital Realty | Yes | Yes | No | No | not available | Equinix, Inc. | not available | not available | not available | Brazil Austria Japan Delaware (USA) | Not available | not available | Yes | Yes. | not available | not available | Yes | not available | not available | Yes | not available | not available | not available | not available | not available | Yes | not available | Yes | not available | not available | not available | not available | not available | not available | not available | not available | ISO 50001 | ISO 14001, ISO 50001 | ISO 14001, ISO 50001 | not available | not available | not available | not available | not available | not available | Colocation | not available | not available | not available | not available | not available | not available | not available | not available | Yes | The green building standards mentioned in the text are: - LEED (Leadership in Energy and Environmental Design) - BREEAM (Building Research Establishment Environmental Assessment Method) | not available | LEEDTM (Leadership in Energy and Environmental Design), G-SEED (Green Standard for Energy and Environmental Design), BCA Green Mark (Building and Construction Authority Green Mark) | ISO and SOC certifications | not available
3 | 342-1511496744.pdf |  |  |  | X |  |  |  | August 12, 2015, 17:38:29 (UTC+08:00) | 29A International Business Park (SIN10) | Digital Realty | Yes | Yes | No | No | not available | Digital Realty | not available | not available | Jurong East area of Singapore | Singapore | Active | not available | not available | not available | not available | not available | not available | not available | not available | not available | not available | not available | not available | not available | not available | not available | Yes | Yes | Yes, 7 x 24 onsite security. | Yes | not available | Yes | 21.6 MW | N+1 | N+2 | N+1 | not available | not available | not available | 800mm raised floor | not available | not available | not available | 15k-N per square metre | not available | not available | The power systems mentioned in the text are: - 22kV utility power supplies - 22kV power switch rooms - UPS (Uninterruptible Power Supply) - HT/LV power transformers - Power generators | not available | not available | not available | Dual chilled water loops | not available | 370,500 sq ft | not available | not available | not available | not available | not available | TVRA (Threat Vulnerability Risk Assessment) | The security systems in use are: - 24/7 onsite security - 2-factor authentication with biometric access to the data centres - CCTV monitoring 24/7 with digital recording and 90-day archiving - Single entrance/exit - Vehicle crash barrier - Fence and crash bollard perimeter - X-ray screening and circular man trap entry
4 | tm233597d2_ars.pdf |  | X | [5 empty] | April 11, 2023, 20:08:26 (UTC-05:00) | Equinix SG3 | Equinix | No | Yes | No | No | IBX data center | not available | not available | São Paulo | not available | The country mentioned for the data center location is Brazil (São Paulo). | not available | not available | Yes | not available | not available | not available | Yes | Yes | not available | Yes | not available | not available | not available | not available | Yes | not available | not available | Yes | not available | not available | not available | not available | not available | not available | not available | not available | ISO 14064-3:2006, ISO 14064-3:2019, ISO 14001:2015, ISO 50001 | ISO 14001:2015, ISO 50001:2011 | The ISO Standards/certificates mentioned for the datacenter are: - ISO 22301 - ISO 14001:2015 Environmental Management Standard - ISO 50001:2011 Energy Management Standard | not available | not available | not available | not available | not available | not available | The type of facility mentioned in the text is "colocation." | not available | not available | 1.46 | not available | not available | not available | not available | not available | Yes | The green building standards mentioned in the text are: - LEED green buildings certifications - U.S. Environmental Protection Agency Energy Star for Data Centers - BCA Green Mark - NABERS - Green Globes | Energy and emissions are assured to ISO 14064-3:2019 standards for the quantification and reporting of greenhouse gas (GHG) emissions. | not available | not available | not available
4 | 238.pdf |  |  |  | X |  |  |  | August 26, 2014, 05:01:00 (UTC-07:00) | Equinix SG3 | Equinix | Yes | Yes | No | Yes | SG3 SINGAPORE IBX+ DATA CENTER | Equinix | not available | Los Angeles, Osaka, Tokyo, Shanghai, Hong Kong, Singapore | One-North area | The countries mentioned for the data center locations are: - United States (Americas) - EMEA (Europe, Middle East, and Africa) - Asia-Pacific Specific countries within these regions are not listed in the provided context. | not available | 2015 | not available | not available | not available | not available | not available | not available | not available | not available | not available | not available | not available | not available | not available | Yes | not available | Yes | Yes, 24/7. | Yes | Yes | not available | not available | not available | N+1 configuration | not available | not available | not available | not available | not available | 30,139 ft2 | not available | 7-story | 12.5 kN/m² | The slab-to-ceiling height mentioned in the text is 6 meters. | Colocation | not available | not available | not available | not available | Water-Cooled Centrifugal Chillers | not available | The leased space is 376,737 ft² and the colocation area is 30,139 ft². | not available | not available | not available | The energy standard mentioned in the text is "99.999+% Power availability." | not available | MAS requirements | The security systems in use are: 1. Physical – Secure 1.8m high blast resistant reinforced concrete external wall; rising barrier entrance for vehicles; Blast resistant external reinforced concrete walls meeting MAS requirements 2. Human – 24x7x365 security officers 3. Electronic – 24x7x365 CCTV recordings; access control; motion detectors; biometric scanners
4 | ibx_sg3_en.pdf |  |  |  | X |  |  |  | March 15, 2024, 18:32:16 (UTC+08:00) | Equinix SG3 | Equinix | Yes | Yes | No | No | SG3 Singapore Data Center | Equinix | 26A, Ayer Rajah Crescent, Singapore, 139963 | Singapore | Southeast Asia | Singapore | Active | not available | Yes | not available | Yes | not available | not available | not available | not available | not available | Yes | Yes | not available | not available | Yes | Yes | not available | Yes | Yes, 24/7 on-site security officers. | Yes | Yes | Yes | not available | 2N | N+1 | 2N | ISO 27001 | ISO 27001 | ISO 27001 | Raised | 10,890 m2 | 10,890 m2 | 7-story | 14.4 kN/m2 | not available | not available | 2N system with 3x2.5MVA paralleling system for each level | not available | not available | not available | N+1 High efficiency water-cooled chiller | not available | 10,890 m2 | not available | Yes. | The green building standards mentioned are: - SS 564 - BCA Green Mark Platinum Award | not available | not available | The security standards mentioned are: - SOC 1 Type II - SOC 2 Type II - ISO 27001 - PCI DSS | The security systems in use are: - Biometric readers (in common areas) - Additional biometric readers (optional) - PIN & card readers
8 | 62cfbe0726fd494b2f2a5a7a_SIN1 Data Center Data Sheet v6.0_EN.pdf |  |  |  | X |  |  |  | July 13, 2022, 22:32:04 (UTC+06:30) | BDx SIN1 | Big Data Exchange (BDx) | Yes | Yes | No | No | not available | BDx | 110 Paya Lebar, Singapore 409009 | Singapore | Paya Lebar | Singapore | Active | 2014 | not available | not available | Yes | not available | not available | not available | not available | not available | not available | not available | not available | not available | Yes | Yes | Yes | Yes | Yes, 24/7 | Yes | Yes | Yes | 9.6 MW | N + 1 | N + 1 | N + 1 diesel generator redundancy | not available | ISO 27001 | ISO 27001 | Raised floor | 45,000 ft2 | 45,000 ft2 | not available | 10 kN/m2 | 4,200 mm floor to ceiling height | not available | N + 1 distributed UPS (7,500 kVA) | not available | not available | not available | High efficiency water-cooled chillers with N + 1 redundancy | not available | 45,000 ft2 | not available | not available | not available | not available | not available | PCI/DSS | - Security of racks, cages and private room with secured locking mechanisms - External perimeter fence with 24/7 CCTV monitoring and guard patrols - Mantraps to data hall - Two-factor authentication (Biometric and Card) at all key entry/exit points
8 | 6277191b1cd1db4ebc4fde36_BDx CAN1 Data Sheet (EN).pdf |  |  |  | X |  |  | X | July 30, 2021, 23:15:28 (UTC+09:00) | BDx SIN1 | Big Data Exchange (BDx) | No | Yes | No | No | CAN1 Data Centre | Not available | No. 20, Doutang Road, Huangpu District, Guangzhou 511356 | Guangzhou | Huangpu District | China | Active | 2017 | Yes | not available | not available | not available | not available | not available | not available | not available | not available | not available | not available | not available | not available | Yes | Yes | Yes | Yes, 24/7 | Yes | Yes | Yes | 4050 KVA | N+1 | N+1 | N+1 | not available | not available | not available | Raised floor | not available | not available | The text mentions a 1st floor and a 2nd floor. | 20 kN/m2 | The floor to ceiling heights mentioned in the text are: - 6,200 mm for the 1st floor - 4,200 mm for the 2nd floor | The type of facility mentioned in the text is a "colocation" data centre. | The power systems mentioned for the data center are: - Dual power lead-in - 2 x 4MVA utility supply - Generators in N+1 redundancy with (3+1) * 2MW - Total UPS capacity is 4050 KVA (5 x 810 KVA) in N+1 mode redundancy | not available | not available | not available | The cooling systems mentioned in the text are high efficiency chillers, cooling towers, chilled water pumps, and computer room air conditioning (CRAC) units. | not available | not available | not available | not available | not available | not available | not available | AS1680.22 | The security systems in use are: - Security of racks, cages, and private room with secured locking mechanisms - External perimeter fence with 24/7 CCTV monitoring and guard patrols - Double interlocked mantraps to data hall - Two-factor authentication (Biometric and Card) at all key entry/exit points - Pre-authorized visitors only whose logs kept for 1 year
8 | 2020_11_03_Eng.pdf |  |  |  |  | X |  |  | November 03, 2020, 18:24:43 (UTC+08:00) | BDx SIN1 | Big Data Exchange (BDx) | Yes | Yes | No. | No | SIN1 | HGC | not available | Singapore | Southeast Asia | Singapore, Hong Kong | Active | not available | Yes | not available | not available | not available | not available | not available | not available | not available | not available | not available | not available | not available | not available | not available | not available | not available | not available | not available | not available | not available | 6 megawatts | not available | not available | not available | not available | not available | not available | not available | not available | not available | not available | not available | The size of the building floor to ceiling height is not availablet mentioned in the text provided. Therefore, the answer is 'not available'. | Colocation | 6 megawatts of power capacity | not available | not available | not available | not available | not available | not available | not available | not available | not available | not available | not available | not available | not available
9 | empyrion-dc-apac-outlook-Oct-23.pdf |  |  |  |  | X |  |  | October 06, 2023, 13:32:39 (UTC+01:00) | Empyrion SG1 Dodid Data Centre | Empyrion Digital | Yes | Yes | No | No | SG1 Dodid Data Centre, KR1 Gangnam Data Centre | EMPYRION DC | not available | Singapore and Seoul. | Singapore | Singapore | not available | not available | not available | not available | not available | not available | not available | not available | not available | not available | not available | not available | not available | not available | not available | not available | not available | not available | not available | not available | not available | not available | not available | not available | not available | not available | not available | not available | not available | not available | not available | not available | Nine-story | not available | not available | The type of facility mentioned in the text is a data centre. | Electrical Power Monitoring Systems (EPMS) | not available | 1.30 | The low-carbon technot availablelogy innot availablevations mentioned are: - Advanced cooling systems - High efficiency building integrated photovoltaic panels (BIPV) - Exterior plant walls | not available | not available | not available | not available | Yes | BCA-IMDA Green Mark (Platinum) Award | not available | Water Usage Effectiveness (WUE) | not available | not available
10 | ibx_sg4_en_feb2021.pdf |  |  |  | X |  |  |  | January 07, 2021, 04:53:57 (UTC-08:00) | Equinix SG5 | Equinix | Yes | Yes | No | Yes | Singapore IBX® Data Center | Equinix | 7, Tai Seng DriveSG4 Singapore IBX® Data Center Singapore 535218 | Singapore | Singapore | Singapore | Active | not available | Yes | not available | Yes | not available | not available | not available | not available | not available | Yes | Yes | not available | not available | Yes | Yes | not available | Yes | Yes, 24/7 on-site security officers. | Yes | Yes | Yes | not available | 2N | N+1 water-cooled chillers | N+2 MV genset ring | not available | - ISO 27001 - PCI DSS - SOC 1 Type - SOC 2 Type - SS 564 | - ISO 27001 - PCI DSS - SOC 1 Type - SOC 2 Type - SS 564 | Raised | 45,424 ft2 | The colocation space mentioned in the text is 45,424 ft2 (4,220 m2). | 7-story | 10-12.5 kN/m2 | not available | Colocation | UPS Configuration 2N Standby Power Configuration N+2 MV genset ring | not available | not available | not available | N+1 water-cooled chillers | not available | 45,424 ft2 (4,220 m2) | not available | Yes. | BCA Green Mark GoldPlus Award | not available | not available | - ISO 27001 - PCI DSS - SOC 1 Type - SOC 2 Type - SS 564 | The security systems in use are: - 24/7 on-site security officers - Biometric readers (in common areas) - Additional biometric readers (optional) - PIN & card readers - CCTV surveillance with 30-day retention - Motion detection - Man trap entry - Perimeter fence
10 | 0001628280-24-005350.pdf |  | X | [5 empty] | February 16, 2024, 11:20:54 (UTC-05:00) | Equinix SG5 | Equinix | No | Yes | Yes | No | IBX data centers | Equinix | not available | not available | not available | Spain | Not available | not available | Yes | not available | Yes | not available | Yes | not available | not available | Yes | not available | not available | not available | not available | not available | not available | not available | Yes | not available | Yes | not available | not available | not available | not available | not available | not available | ISO 14064-3:2019 | ISO 14001:2015 Environmental Management Standard, ISO 50001:2011 Energy Management Standard | The ISO Standards/certificates mentioned in the text for the data center are: - ISO 14001:2015 Environmental Management Standard - ISO 50001:2011 Energy Management Standard - ISO 14064-3:2019 Standards - ISO 27001 standards | not available | not available | not available | not available | not available | not available | colocation | not available | not available | not available | not available | not available | not available | not available | not available | Yes | The green building standards mentioned in the text are: - ISO 14001:2015 Environmental Management Standard - ISO 50001:2011 Energy Management Standard - BCA Green Mark - U.S. EPA Energy Star for Data Centers | The energy standards mentioned in the text are: - ISO 50001 Energy Management - ISO 14064-3:2019 Standards for the quantification and reporting of GHG emissions (Scope 1, 2, and 3) | not available | ISO 27001 standards. | The security systems mentioned in the text are: - Dedicated cameras - Biometric hand scanners
10 | ibx_sg5_en.pdf |  |  |  | X |  |  |  | March 15, 2024, 18:31:52 (UTC+08:00) | Equinix SG5 | Equinix | Yes | Yes | No | Yes | SG5 Singapore Data Center | Equinix | 6 Sunview Drive, Singapore 627488 | Singapore | Southeast Asia | Singapore | not available | not available | Yes | not available | Yes | not available | not available | not available | not available | not available | Yes | Yes | not available | not available | Yes | Yes | not available | Yes | Yes, 24/7 | Yes | Yes | Yes | not available | 2N | N+1 | N+1 | not available | ISO 27001 | ▪ ISO 27001 | Slab | 7,700 m2 | 7,700 m2 | 9-story | 15 kN/m2 | not available | Colocation | AC Power Circuits | not available | not available | not available | High efficiency water-cooled chiller | not available | 7,700 m2 | not available | Yes. | not available | not available | not available | The security standards mentioned in the text are: - SOC 1 Type II - SOC 2 Type II - ISO 27001 - PCI DSS | The security systems mentioned in the text are: - 24/7 Man Trap Entry - 24/7 on-site security officers - Biometric readers (in common areas), additional biometric readers (optional) - PIN & card readers - Heat detectors - Pre-action sprinkler system with Nitrogen gas - Very Early Warning Fire Detection System (VEWFD) per NFPA 76 - Nitrogen gas suppression system (optional)
11 | ibx_sg1_en_feb2021.pdf |  |  |  | X |  |  |  | January 07, 2021, 04:53:51 (UTC-08:00) | Equinix SG1 | Equinix | No | Yes | No | No | Singapore IBX® Data Center | Equinix, Inc. | 20 Ayer Rajah Cres Ayer Rajah IndustriSG1 Singapore IBX® Data Center 139964, Singapore | Singapore | Ayer Rajah Industrial Park | Singapore | Active | not available | not available | not available | Yes | not available | not available | not available | not available | not available | Yes | Yes | not available | not available | Yes | Yes | not available | Yes | Yes, 24/7 on-site security officers. | Yes | Yes | Yes | not available | 2N | N+1 (on chillers) and N+25% (on CRAC units) | N+1 | ISO 27001 PCI DSS SOC 1 Type SOC 2 Type SS 564 | ISO 27001 | - ISO 27001 - PCI DSS - SOC 1 Type - SOC 2 Type - SS 564 | Raised | 109,209 ft2 | not available | 9-story | 9.96 kN/m2 | not available | Colocation | The power systems mentioned in the text are: - UPS Configuration 2N - 8 x 1,375 kVA and 3 x 2,000 kVA diesel generators | not available | not available | E-Clean energy saver project | CRAC units and water-cooled centrifugal chillers | not available | 109,209 ft2 (10,146 m2) | not available | Yes. | The green building standards mentioned are: - SS 564 Part 1: 2013 SG Standards for Green Data Centers - BCA-IMDA Green Mark Award (Certified) | The energy standards mentioned in the text are: - SS 564 Part 1: 2013 SG Standards for Green Data Centers - BCA-IMDA Green Mark Award (Certified) | not available | - ISO 27001 - PCI DSS - SOC 1 Type - SOC 2 Type - SS 564 | The security systems mentioned in the text are: - Man trap entry - 24/7 on-site security officers - Biometric readers (in common areas) - Additional biometric readers (optional) - PIN & card readers - CCTV surveillance with 30-day retention - Motion detection
11 | 234.pdf |  |  |  | X |  |  |  | March 10, 2015, 00:36:55 (UTC+08:00) | Equinix SG1 | Equinix | Yes | Yes | No | Yes | SG1 SINGAPORE IBX+ DATA CENTER | Equinix | not available | Singapore | The data center is located in the Asia-Pacific region. | The data center mentioned is located in Singapore. | not available | not available | not available | not available | Yes | not available | not available | not available | not available | not available | Yes | not available | not available | not available | not available | Yes | not available | Yes | Yes, 24/7 | not available | Yes | not available | 1.2 - 4kVA | N+N | N+1 | N+1 | not available | ISO / IEC 27001: 2013 | The ISO Standards/certificates assigned to the datacenter are: - ISO / IEC 27001: 2013 | Raised floors | 76,680 ft2 | not available | The building has 9 stories. | 12.5 kN/m2 | The slab-to-ceiling height of the building is 4.9 m. | not available | The power systems mentioned are: - Uninterruptible Power System - Standby Power (Critical Load Generator) | not available | not available | not available | The cooling systems mentioned are: - Air-Cooled Centrifugal Chillers - Water-Cooled Centrifugal Chillers | not available | Leased: 181,716 ft² (16,882 m²) Colocation Area: 76,680 ft² (7,124 m²) | not available | not available | BCA-IDA Green Mark Certified | ISO / IEC 27001: 2013 SSAE16 SOC-1 Type ll SS564: 2010 SS507: 2008 BCA-IDA Green Mark Certified | not available | The security standards mentioned are: - ISO / IEC 27001: 2013 - SSAE16 SOC-1 Type ll - SS564: 2010 - SS507: 2008 | The security systems in use are: 1. Physical access control lists 2. 24x7 Equinix not availableC personnel 3. 24x7x365 security officers 4. 24x7x365 CCTV recordings 5. Access control 6. Motion detectors 7. Geometric readers (optional)
12 | 1-Net_North_Brochure_2016.pdf |  |  |  | X |  |  |  | June 15, 2016, 22:58:33 (UTC+08:00) | 1-Net North | 1-Net Singapore Pte Ltd | No. | No. | No | No | not available | not available | not available | not available | not available | not available | not available | not available | not available | not available | not available | not available. | not available. | not available. | not available. | not available. | not available. | not available. | not available. | not available. | not available. | not available. | not available | not available | not available | not available | not available | not available | not available | not available | not available | not available | not available | not available | not available | not available | not available | not available | not available | not available | not available | not available | not available | not available | not available | not available | not available | not available | not available | not available | not available | not available | not available | not available | not available | not available
12 | 1-Net_Pocket_Brochure.pdf |  |  |  | X |  |  |  | February 17, 2016, 01:47:36 (UTC+08:00) | 1-Net North | 1-Net Singapore Pte Ltd | Yes | Yes | No | Yes | not available | 1-Net | not available | Singapore | not available | Singapore | Active | Not available | not available | not available | Yes | not available | not available | Yes | not available | not available | not available | not available | not available | not available | not available | not available | Yes | not available | not available | not available | Yes | not available | 30 MVA | N+1 | The information provided does not availablet specify the redundancy level for the power cooling systems, so the answer is "not available" | n+1 | not available | ISO27001, ISO22301 | not available | Raised floors | not available | not available | The text mentions that 1-Net not availablerth is a five-level building. | 12.5 kN per square meter | The floor to ceiling height mentioned in the text is 5.9 meters from slab-to-slab for levels 2 to 5. | not available | The power systems mentioned in the text are: - 3 Independent UPS Systems | not available | not available | not available | not available | not available | Approximately 20,000 m2 | not available | not available | BCA-IDA Green Mark Award for New Data Centres (Gold Plus) | BCA-IDA Green Mark Award for New Data Centres (Gold Plus) | not available | The security standards mentioned in the text are: - ISO27001 Information Security Management System (ISMS) - ISO22301 Business Continuity Management System (BCMS) | The security systems mentioned in the text are: - Multiple layers of security access control in facility - Security and monitoring environment - Highly Secured Premise - Bomb-blast proof reinforced concrete wall around facility - Reinforced concrete anti-crash wall with anti-climb fencing on perimeter
13 | 240905_CBDT_FullBook_FINAL.pdf |  |  |  |  | X | X |  | September 05, 2024, 19:26:39 (UTC+02:00) | Epsilon Global Hubs - Singapore | Epsilon | No. | No. | No. | No | National Data Centre of the National Informatics Centre | National Informatics Centre | not available | Sao Paulo | India | India | Not available | not available | not available | not available. | not available | not available | not available | not available. | not available | not available | not available. | not available. | not available | not available | not available | not available | not available | not available | not available | not available | not available | not available | not available | not available | not available | not available | not available | not available | not available | not available | not available | not available | not available | not available | not available | not available | not available | not available | not available | not available | not available | not available | not available | not available | not available | not available | not available | not available | The security standards mentioned in the text are: - 2017 Trust Services Criteria for Security, Availability, Processing Integrity, Confidentiality, and Privacy | not available
13 | Ic1c6f392c23b11e8a5b3e3d9e23d7429.pdf |  |  |  | X |  |  |  | September 27, 2018, 11:28:19 (UTC+00:00) | Epsilon Global Hubs - Singapore | Epsilon | No. | Yes | No | No | not available | Not available | not available | not available | not available | not available | not available | not available | not available | not available | not available | not available | not available | not available | not available | not available | not available | not available | not available. | not available | not available | not available | not available | not available | not available | not available | not available | not available | not available | not available | not available | not available | not available | not available | not available | not available | not available | not available | not available | not available | not available | not available | not available | not available | not available | not available | not available | not available | The floor space of the facilities mentioned in the text are as follows: - Israel research and development facility: 2,370 square metres - Germany leased office space: 1,870 square metres - Russia regional headquarters: 560 square metres - Philippines regional headquarters: not availablet specified - India, Mumbai office space: 1,330 square metres - India, Bangalore office space: 2,750 square metres | not available | not available | not available | not available | not available | not available | not available
13 | d86e9e35-ad09-4e57-b6da-7cdf34132454.pdf |  |  |  | X |  |  |  | April 26, 2021, 03:49:27 (UTC+01:00) | Epsilon Global Hubs - Singapore | Epsilon | Yes | Yes | No | No | not available | not available | not available | not available | Singapore | not available | Not available | not available | Yes | Yes. | Yes | not available | not available | not available | not available | not available | not available | not available | not available | not available | not available | Yes | not available | Yes | Yes, 24/7 | not available | Yes | not available | 2494kW | N+1 | N+1 | N+1 | not available | ISO 27001 Certified | TIA 942 & ISO 27001 Certified | Raised - Heavy duty anti-static HPL tile | 12900 sq ft | The total white space mentioned in the text is 12900 sq ft. | not available | 7.5Kn Per Sq M | The building floor to ceiling height is not availablet mentioned in the text provided. Therefore, the answer is "not available" | Colocation | The power system mentioned in the text is "UPS." | not available | not available | not available | Hot / Cold Aisle Containment: Mix | not available | The total white space of the facility is 12900 sq ft. | not available | not available | not available | not available | not available | TIA 942 & ISO 27001 Certified | The security systems mentioned in the text are: - Building security guard - Facility security guard - Online Access Booking - Access control system - CCTV
14 | Colocation Singapore Data Sheet.pdf |  |  |  | X |  |  | X | April 26, 2021, 03:49:27 (UTC+01:00) | STT Loyang | ST Telemedia Global Data Centres | No. | No. | No | No | not available | Not available | not available | not available | Singapore | not available | Not available | not available | Yes | Yes. | Yes | not available | not available | not available | not available | not available | not available | not available | not available | not available | not available | Yes | not available | Yes | Yes, 24/7 | not available | Yes | not available | not available | N+1 | N+1 | N+1 | not available | ISO 27001 Certified | ISO 27001 Certified | Raised - Heavy duty anti-static HPL tile | 12900 sq ft | The total white space mentioned in the text is 12900 sq ft. | not available | 7.5Kn Per Sq M | The building floor to ceiling height is not availablet mentioned in the text provided. Therefore, the answer is "not available" | Colocation | VRLA Batteries | not available | not available | not available | Hot / Cold Aisle Containment: Mix | not available | The total white space of the facility is 12900 sq ft. | not available | not available | not available | not available | not available | TIA 942 & ISO 27001 Certified | The security systems mentioned in the text are: - Building security guard - Facility security guard - Online Access Booking - Access control system - CCTV
14 | STT-GDC_Award-Writeup.pdf |  |  |  |  | X |  |  | 2020 | STT Loyang | ST Telemedia Global Data Centres | Yes | Yes | No | No | not available | STT GDC | not available | Bekasi | Bekasi, Indonesia | Indonesia and the Philippines. | Active | not available | not available | not available | The provided context does not availablet mention whether the data center has ISO 27001 certification. Therefore, I cannot availablet confirm if it is certified. | not available | not available | not available | not available | not available | not available | not available | not available | not available | not available | not available | not available | not available | not available | not available | not available | not available | not available | not available | not available | not available | not available | not available | not available | not available | not available | not available | not available | not available | not available | not available | The power system in use by the data center is "fuel cell energy-powered servers." | not available | not available | 1. AI-based cooling system 2. Cold energy from regasification of liquefied natural gas 3. Fuel cell energy-powered servers using solid oxide fuel cell technot availablelogy | Chassis-level precision immersion technot availablelogy | 18% | not available | not available | Yes | not available | The energy standards mentioned in the text are that data centers must adhere to energy efficiency guidelines, including maintaining a certain PUE (Power Usage Effectiveness) and demonstrating energy-efficient measures. | not available | not available | not available
14 | RBC-Datacenter-Download-20210920.pdf |  |  |  |  | X | X |  | September 21, 2021, 06:45:00 (UTC-04:00) | STT Loyang | ST Telemedia Global Data Centres | Yes | Yes | No | No | not available | Alestra | not available | not available | not available | not available | not available | 2019, 2020 | not available | not available | not available | not available | Yes | not available | not available | not available | not available | not available | not available | not available | not available | Yes | not available | not available | not available | not available | not available | not available | not available | not available | not available | not available | not available | ISOs | ISOs | Raised flooring | not available | not available | BBY1 - 16 data halls | not available | not available | The types of facilities/buildings mentioned in the text are bare metal, colocation, enterprise, and hyperscaler. | not available | not available | not available | not available | chilled water pumps | For QTS Realty, the WUE in 2020 is 1.61. For Iron Mountain, the WUE in 2020 is 0.62. | not available | not available | not available | - Australian NABERS star rating system - USGBC LEED-Silver or equivalent certification - ENERGY STAR Portfolio Manager - UK CCA goal | not available | Australian NABERS star rating system | Global Industry Classification Standard (GICS) | not available
14 | STT GDC Inaugural ESG Report_2020.pdf | X | [6 empty] | November 08, 2021, 21:51:15 (UTC+11:00) | STT Loyang | ST Telemedia Global Data Centres | Yes | Yes | Yes | No | ST Telemedia Global Data Centres | ST Telemedia Global Data Centres | not available | Delhi | Korea | India, Singapore, Thailand | Active | not available | Yes | not available | not available | not available | Yes | not available | Yes | Yes | not available | not available | not available | not available | not available | not available | not available | Yes | Yes, 24/7 | not available | Yes. | not available | not available | not available | not available | not available | ISO 14001 – Environmental Management System ISO 50001 – Energy management | ISO 14001 – Environmental Management System ISO 50001 – Energy management | ISO 45001 | not available | 11,000 sqft | not available | not available | not available | not available | Colocation | not available | not available | not available | The low-carbon technot availablelogy innot availablevations mentioned are: - energy efficient cooling - renewable energy - sustainable energy storage | The cooling systems mentioned are: - Reverse osmosis (RO) plant - Air-cooled chillers | not available | 11,000 sqft | not available | Yes | not available | not available | not available | SSAE18 | The security systems mentioned in the text are: - Multi-layer security - On-site security personnel - Intrusion detection - Physical access controls - 24x7 CCTV monitoring
15 | br_gdc_apac---serangoon_v2.pdf |  |  |  | X |  |  |  | March 14, 2024, 00:21:26 (UTC+08:00) | STT Tai Seng | ST Telemedia Global Data Centres | No | No. | No | No | 1. Serangoon Data Center 2. Tai Seng 2 Data Center 3. Jurong Data Center | NTT Ltd. | not available | Serangoon and Jurong | Serangoon | Singapore | Not available | 2012 | not available | not available | Yes | Yes | Yes | not available | not available | not available | not available | Yes | not available | not available | not available | not available | not available | Yes | not available | Yes | Yes | not available | not available | 2N | N+1 configuration | N+1 configuration | not available | - ISO 14000 - ISO 14001 | The ISO Standards/certificates mentioned for the data centers are: - ISO/IEC 27001:2005 - ISO 27001 - ISO 9001 - ISO 14000 - ISO 14001 | not available | 16,500m2 | not available | not available | not available | not available | not available | The power systems in use by the datacenter are: - UPS - Diesel generator | not available | not available | not available | Chilled water-cooling system | not available | not available | not available | Yes. | Green Mark Platinum Award from BCA | Green Mark Platinum Award from BCA, Gold certification for Leadership in Energy and Environmental Design (LEED) | not available | - ISO 27001 - SOC Type II - SS564 - TVRA compliant | The security systems mentioned in the text are: - Preregistration - Photo identification
16 | f-31621333-0_AnnualReport2023-TLKM-att3.pdf |  | X | [5 empty] | April 01, 2024, 00:04:50 (UTC+07:00) | Telin Singapore 1 | NeutraDC | Yes | Yes | Yes | No | not available | The data center operators mentioned in the text are TDI and MNDG. | not available | Jakarta | Jakarta | not available | Active | Not available | not available | not available | not available | not available | not available | Yes | not available | not available | not available | not available | not available | not available | not available | not available | not available | not available | not available | not available | not available | not available | not available | not available | not available | not available | not available | ISO 20000: 2018 ITSMS – Auditor/Lead Auditor ISO 22301: 2014 BCMS ISO 27001: 2013 ISMS – Auditor/Lead Auditor ISO 37001: 2016 ISMS – Lead Auditor | not available | not available | not available | not available | not available | not available | not available | Hyperscale | not available | not available | not available | not available | not available | not available | 10,000 square feet | not available | Yes. | not available | not available | not available | not available | not available
17 | keppel-corporation-ar-19-infrastructure.pdf |  | X | [5 empty] | March 19, 2020, 19:40:30 (UTC+08:00) | Keppel DC Singapore 4 (SGP4) | Keppel Data Centres | Yes | Yes | No | No | IndoKeppel Data Centre 1 | KDCH | not available | Bogor | Bogor, Indonesia | Indonesia | 'not available' | 2020 | not available | not available | not available | not available | not available | not available | not available | not available | not available | not available | not available | not available | not available | not available | not available | not available | not available | not available | not available | not available | not available | not available | not available | not available | not available | not available | not available | not available | not available | not available | not available | not available | not available | not available | not available | not available | not available | WTE technot availablelogy | not available | not available | not available | not available | Yes | not available | not available | not available | not available | not available
17 | kdcr-ar19-full-report.pdf |  | X | [5 empty] | March 26, 2020, 03:51:30 (UTC+08:00) | Keppel DC Singapore 4 (SGP4) | Keppel Data Centres | Yes | Yes | Yes | No | 1. Intellicentre 2 Data Centre 2. iseek Data Centre 3. Cardiff Data Centre 4. GV7 Data Centre 5. maincubes Data Centre 6. Milan Data Centre 7. Almere Data Centre | Basis Bay Services | Via Bisceglie 71, 73 and 75, Milan, Italy | Almere, Milan, Kelsterbach, Artarmon, Macquarie Park, Brisbane | The data centers mentioned are located in the following regions: - Almere Data Centre: Europe - Milan Data Centre: Europe - maincubes Data Centre: Europe - Kelsterbach Data Centre: Europe - Gore Hill Data Centre: Asia Pacific - Intellicentre 2 Data Centre: Asia Pacific - Intellicentre 3 East Data Centre: Asia Pacific - iseek Data Centre: Asia Pacific | The Almere Data Centre is located in the Netherlands. | Active | 1998 | Yes. | not available | Yes | Yes | Yes | not available | Yes | Yes | not available | not available | not available | not available | not available | Yes | not available | not available | not available | not available | not available | not available | not available | not available | not available | not available | not available | not available | 1. ISO 50001:2011 Energy Management System 2. SS 507:2015 Standard for Business Continuity/Disaster Facilities Recovery 3. ISO 27001:2013 Information Security Management System 4. ISO 9001:2015 Quality Management System 5. ISO 14001:2015 Environmental Management System 6. ISO 45001:2018 Occupational Health and Safety Management System 7. ISO 46001:2019 Water Efficiency Management System | not available | not available | not available | not available | not available | not available | Colocation | not available | not available | not available | not available | not available | not available | The Gross Floor Area (sq ft) for the facilities/buildings mentioned in the text are as follows: - 127,283 sq ft - not available - not available - 28,955 sq ft For the additional facilities/buildings mentioned later, the Gross Floor Area is not available for any of them. | not available | Yes | Singapore Standard (SS) 564 Part-1:2013 (Energy and Environment Management System) | The energy standards mentioned in the text are: - SS 564 Part-1:2013 (Energy & Environment Management System) - ISO 50001:2011 (Energy Management System) | The water efficiency standards mentioned in the text are: - ISO 46001:2019 (Water Efficiency Management System) - SS 577:2012 (Water Efficiency Management System) | ISO/IEC 27001:2013 (Information Security Management System) | not available
17 | kdcr-ar-2023.pdf |  | X | [5 empty] | March 14, 2024, 20:14:42 (UTC+08:00) | Keppel DC Singapore 4 (SGP4) | Keppel Data Centres | Yes | Yes | Yes | No | - Guangdong Data Centre 2 - Guangdong Data Centre 3 - Basis Bay Data Centre - Kelsterbach Data Centre - maincubes Data Centre - Keppel DC Dublin 1 - Keppel DC Dublin 2 - Milan Data Centre - Almere Data Centre - Amsterdam Data Centre - Eindhoven Campus - GV7 Data Centre - London Data Centre | not available | not available | Offenbach am Main | not available | UNITED KINGDOM | The operating status of the data centers is not mentioned in the provided context. Therefore, the status is "not available" | Not available | Yes. | not available | Yes | Yes | Yes | not available | Yes | Yes | not available | not available | not available | not available | Yes | Yes | not available | not available | not available | not available | not available | not available | not available | not available | not available | not available | not available | ISO 14001:2015 ISO 50001 | 1. ISO/IEC 27001:2013 Information Security Management System 2. ISO 45001:2018 Occupational Health Management System 3. ISO 9001:2015 Quality Management System 4. ISO 50001 certifications for energy management systems 5. ISO 14001 certifications for environmental management systems | not available | not available | not available | Four-storey and two-storey | not available | not available | Colocation | not available | not available | not available | not available | not available | not available | The Gross Floor Area (sq ft) mentioned in the text are as follows: - 125,044 - 76,747 - 88,600 - 208,096 - 127,283 For other facilities where Gross Floor Area is not availablet mentioned, it is 'not available'. | not available | Yes | SS 564 Part-1:2020 Energy and Environment Management System Water Efficient Building by PUB | not available | ISO 46001:2009 Water Efficiency Management Systems certification | The security standards mentioned in the text are: 1. ISO/IEC 27001:2013 Information Security Management System 2. ANSI/TIA-942-B:2017 – Rated 3 3. SS 507:2015 Provision of Business Continuity and Disaster Recovery Facilities Services | not available
17 | a1d101ae-7063-4a86-babf-8f87a2d8b274.pdf |  |  |  | X |  |  |  | August 13, 2020, 01:20:49 (UTC+08:00) | Keppel DC Singapore 4 (SGP4) | Keppel Data Centres | Yes | Yes | No | No | not available | Keppel Data Centres | not available | not available | Asia Pacific and Europe. | not available | Not available | not available | not available | not available | Yes | Yes | Yes | not available | Yes | Yes | not available | not available | not available | not available | not available | Yes | Yes | Yes | Yes, 24/7. | not available | Yes | Yes | not available | not available | not available | not available | ISO 50001 | ISO 9001, 14001, 27001, 45001, 46001, 50001 | not available | not available | not available | not available | 5-storey building | 20 kN/sqm | The slab to slab height mentioned is up to 6.96 m. | not available | not available | not available | not available | not available | not available | Water Usage Effectiveness (WUE) is not availablet mentioned in the provided information. Therefore, the answer is 'not available'. | 181,734 sqft | not available | Yes | The green building standards mentioned are: - LEED Certification (Gold) - BCA-IMDA Green Mark Award (Platinum) | The energy standards mentioned in the text are: - ISO 50001 - BCA-IMDA Green Mark Award (Platinum) | not available | not available | The security systems in use are: - 24/7 onsite security force with mandatory personnel and vehicle checks - 24/7 CCTV monitoring - Anti-climb perimeter fencing with Fence Intrusion Detection System (FIDS) and vehicle trap system - Access control with 2-factor authentication and man trap entry - Integrated visitor management system
18 | Singtel-DC-West-Product-Factsheet.pdf |  |  |  | X |  |  |  | October 04, 2017, 01:09:22 (UTC+08:00) | Singtel DC West | Singtel | Yes | Yes | No | No | DC West | Singtel | not available | Jurong | Jurong | Singapore | Active | not available | not available. | Yes | Yes | not available | not available | not available | not available | not available | not available | not available | not available | not available | not available | Yes | not available | Yes | Yes, 24/7 | not available | Yes | not available | not available | 2N | N+1 | The datacenter has a Fully redundant Diesel Rotary Uninterruptible Power Supply (DRUPS) based on 2N design. | not available | ISO 27001 Certification | ISO 27001 Certification | Raised floor | not available | not available | not available | 12KN/m² | The slab-to-slab height mentioned is 6m. | not available | not available | not available | not available | not available | Water cooled chiller system | not available | The floor area of the facility is over 570,000 sqft. | not available | not available | BCS-IMDA Green Mark Platinum | BCS-IMDA Green Mark Platinum | not available | - ISO 27001 Certification - MAS Technot availablelogy Risk Management Compliance | The security systems in use are: - 24x7 decentralised fire alarm monitoring that links directly to an external fire monitoring agency - Contact-less card access systems to prevent unauthorised access - 24x7 closed circuit TV (CCTV) monitoring system with recording on all floors - 24x7 physical security access by pre-authorisation - Regular security patrol within the DC building
18 | Singtel-Group-Sustainability-Report-2024.pdf | X | [6 empty] | July 02, 2024, 19:39:38 (UTC+08:00) | Singtel DC West | Singtel | No. | Yes | Yes | No | not available | not available | not available | not available | Singapore | Singapore | Not available | not available | not available. | not available | Yes | not available | not available | Yes | Yes | not available | not available | not available | not available | not available | not available | not available | not available | not available | not available | not available | not available | not available | not available | not available | not available | not available | not available | not available | not available | not available | not available | not available | not available | not available | not available | not available | The power system in use by the data center, DC West, is a solar PV system. | The renewable energy power generation capacity available on-site mentioned in the text is 557 kWp. | 1.23 | not available | not available | not available | not available | not available | Yes | not available | not available | not available | not available | The security systems mentioned in the text are: - Vulnerability scans - Penetration Tests (PT) - Source Code Reviews (SCR) - Bug bounty programmes
18 | Singtel DC West Brochure.pdf |  |  |  | X |  |  |  | November 24, 2016, 00:15:04 (UTC+08:00) | Singtel DC West | Singtel | Yes | Yes | No | No | DC West | Singapore Telecommunications Ltd | not available | Singapore | Singapore | Singapore | The operating status of the data center is not mentioned in the provided context. Therefore, the response is "not available" | not available | Yes | Yes | Yes | not available | not available | not available | not available | not available | not available | not available | not available | not available | not available | Yes | Yes | Yes | Yes, 24/7. | Yes | Yes | not available | 36MW | 2N | N+20% | N+20% | not available | ISO27001 | ISO27001 | not available | not available | not available | not available | not available | not available | not available | The power system mentioned in the text is "2N power redundancy." | not available | not available | The low-carbon technot availablelogy innot availablevations mentioned are: - Energy-efficient equipment - Integrated climate monitoring and control system - Recycled NEWater for the cooling system - DCIM software | The cooling system mentioned is "CRAC configuration." | The Water Usage Effectiveness (WUE) of the data center is not availablet mentioned in the provided context. Therefore, the answer is 'not available'. | not available | not available | not available | The green building standard mentioned is the Building & Construction Authority (BCA) and Infocomm Development Authority of Singapore (IDA) Data Centre Green Mark Platinum. | ISO27001 | NEWater | ISO27001 | The security systems mentioned in the text are: - 8 layers of authentication - Contactless card access - Biometric access control systems - 24x7x365 CCTV monitoring and recording - Armed security personnel on patrol - K4 perimeter fencing with intrusion detection systems - K12 rated vehicle barrier
18 | SingtelInvestorDay2022-RegionalDataCentre.pdf |  |  |  |  | X |  |  | August 30, 2022, 02:34:01 (UTC+08:00) | Singtel DC West | Singtel | Yes | Yes | Yes | No | 1. Global DC1 2. Global DC2 3. Local DC3 4. Kim Chuan DC 1 5. Telepark DC 6. Comcentre 3 7. NCS Bedok 8. NCS Hub (AMK) 9. DC Tuas | The datacenter operator mentioned in the text is Kim Chuan DC. | not available | The cities mentioned where data centers are located include: - Tuas - Bedok - Kim Chuan - Telepark - Comcentre - Batam - JB (Johor Bahru) | Singapore | Singapore | not available | not available | not available | not available | Yes | Yes | not available | Yes | not available | not available | not available | not available | not available | not available | not available | not available | not available | not available | not available | not available | not available | not available | 21 | not available | not available | not available | not available | ISO 27001 ISO 22301 ISO 9001 | ISO 27001 ISO 22301 ISO 9001 | not available | not available | not available | not available | not available | not available | Hyperscaler | not available | not available | 1.3 | not available | not available | not available | not available | not available | Yes | BCA Green Mark Award Platinum | not available | not available | ISO 27001 ISO 22301 ISO 9001 S S 507 MAS OSPAR | not available
18 | Singtel-DC-West-Factsheet.pdf |  |  |  | X |  |  |  | April 28, 2016, 22:23:41 (UTC+08:00) | Singtel DC West | Singtel | Yes | Yes | No | No | DC West | Singtel | not available | Jurong | Jurong | Singapore | Active | 2016 | Yes | Yes | Yes | not available | not available | not available | not available | not available | not available | not available | not available | not available | not available | Yes | not available | Yes | Yes, 24/7 | not available | Yes | not available | not available | 2N | N+1 | 2N | not available | ISO27001 | ISO27001 | Raised floor | not available | not available | Seven | 12KN/m² | The slab-to-slab height mentioned is 6m. | not available | Fully redundant Diesel Rotary Uninterruptible Power Supply (DRUPS) based on 2N design | not available | not available | not available | Water cooled chiller system | not available | The floor area mentioned is over 570,000 sqft. | not available | not available | Target Building & Construction Authority (BCA) Green Mark Platinum | not available | not available | ISO27001 | The security systems in use are: - Contact-less card access systems to prevent unauthorised access - 24x7 closed circuit TV (CCTV) monitoring system with recording on all floors - 24x7 physical security access by pre-authorisation - Regular security patrol within the DC building
18 | Singtel-DC-West-Brochure_042016.pdf |  |  |  | X |  |  |  | April 08, 2016, 17:56:27 (UTC+08:00) | Singtel DC West | Singtel | No | No. | No | No | not available | not available | not available | not available | not available | not available | not available | not available | not available. | not available | not available. | not available. | not available. | not available | not available. | not available. | not available | not available. | not available. | not available | not available | not available. | not available | not available | not available | not available | not available | not available | not available | not available | not available | not available | not available | not available | not available | not available | not available | not available | not available | not available | not available | not available | not available | not available | not available | not available | not available | not available | not available | not available | not available | not available | not available | not available | not available | not available
19 | experian_annual_report_2024_web.pdf |  | X | [5 empty] | June 04, 2024, 15:56:58 (UTC+01:00) | 1-Net East | 1-Net Singapore Pte Ltd | No. | No. | Yes | No | not available | not available | not available | Texas, USA | Texas, USA | not available | not available | not available | not available | not available | Yes | not available | not available | not available | not available | not available | not available | Yes | not available | not available | Yes. | not available | not available | not available | not available | not available | not available | not available | not available | not available | not available | not available | not available | ISO 14001:2015 | ISO 27001 | not available | not available | not available | not available | not available | not available | not available | not available | not available | not available | not available | not available | not available | not available | not available | Yes | not available | not available | not available | The security standards mentioned in the text are: - ISO 27001 - Payment Card Industry Data Security Standard (PCI-DSS) - SOC2 - Cyber Essentials Plus in the UK | not available
20 | Telin-3 DC Data Sheet v3_0.pdf |  |  |  | X |  |  |  | October 05, 2018, 21:19:37 (UTC+08:00) | Telin Singapore 3 | NeutraDC | Yes | No. | No. | No | Telin-3 | not available | not available | Singapore | Singapore | Singapore | Active | not available | not available | not available | Yes | not available | not available | not available | not available | not available | not available | not available | not available | not available | not available | Yes | Yes | Yes | Yes, 24/7 Guard & security presence. | Yes | Yes | Yes | not available | Fully redundant Uninterruptible Power System (UPS) | 2N Fault tolerance chilled water system (Tier IV) & N+1 continuous chilled water system (Tier III) | N+1 | not available | ISO 27001 Information Security Management System ISO 50001 Energy Management System | - ISO 27001 Information Security Management System - ISO 50001 Energy Management System | Raised floor | 12,000 sqm | 12,000 sqm | not available | 15kN/sqm | The slab-to-slab height mentioned in the text is 7200mm. | not available | The power systems in use by the datacenter are: - Diesel Rotary Uninterruptible Power Supply (DRUPS) - Uninterruptible Power System (UPS) | not available | not available | not available | The cooling system in use by the data center is a "2N Fault tolerance chilled water system (Tier IV) & N+1 continuous chilled water system (Tier III)." | not available | 12,000 sqm | not available | Yes. | Building & Construction Authority (BCA) & Infocomm Development Authority of Singapore (IDA) Data Centre Green Mark Platinum | ISO 50001 Energy Management System SS 564 Energy and Environment Management | not available | ISO 27001 Information Security Management System | Here are the security systems mentioned in the text: - Perimeter wall & anti-ram security fencing with motion detection cabling - 24x7 Closed circuit TV (CCTV) - 24x7 Guard & security presence - Pre-authorisation security access control - Vehicle checks & bollard security system - X-ray scanner & metal detector - Contactless card access system & biometric access control system - Turnstile gates & mantraps
20 | datasheet-telin3.PDF |  |  |  | X |  |  |  | September 07, 2016, 01:40:04 (UTC+08:00) | Telin Singapore 3 | NeutraDC | No | No. | No | No | not available | not available | not available | not available | not available | not available | not available | not available | not available. | not available | not available. | not available. | not available. | not available. | not available. | not available. | not available. | not available. | not available. | not available | not available. | not available. | not available | not available | not available | not available | not available | not available | not available | not available | not available | not available | not available | not available | not available | not available | not available | not available | not available | not available | not available | not available | not available | not available | not available | not available | not available | not available | not available | not available | not available | not available | not available | not available | not available | not available
21 | kdc-sgp-5-fa.pdf |  |  |  | X |  |  |  | August 13, 2020, 01:21:00 (UTC+08:00) | Keppel DC Singapore 5 (SGP5) | Keppel Data Centres | Yes | Yes | No | No | DC 1 SGP 5 SGP 1 SGP 2 SGP 4 | Keppel Data Centres | not available | The city name mentioned for the data centers is Singapore. | Asia Pacific and Europe. | Singapore and countries across Asia Pacific and Europe. | not available | not available | not available | not available | Yes | Yes | Yes | not available | Yes | Yes | not available | not available | not available | not available | not available | Yes | Yes | Yes | Yes, 24/7. | not available | Yes | Yes | not available | not available | The information provided does not availablet specify the redundancy level for the cooling systems in terms of an "n+1" format or similar. Therefore, the answer is "not available" | The information provided mentions that the data center has "2 X 2N feeders" for incoming power feed. This indicates a redundancy level of 2N. | ISO 50001 | - ISO 9001 - ISO 14001 - ISO 27001 - ISO 45001 - ISO 46001 - ISO 50001 | The ISO Standards/certificates assigned to the datacenter are: - ISO 9001 - ISO 14001 - ISO 27001 - ISO 45001 - ISO 46001 - ISO 50001 | not available | not available | not available | 5-storey building | 12.5 kN/sqm | The slab to slab height mentioned is up to 6.8 m. | not available | not available | not available | not available | not available | Dual piping | not available | 208,096 sqft | not available | Yes. | The green building standards mentioned are: - BCA-IMDA Green Mark Award (Platinum) | not available | not available | The security standards mentioned in the text are: - TVRA - ISO 9001, 14001, 27001, 45001, 46001, 50001 - TIA 942 Rated 3 - SS 564, 507 | The security systems in use are: - 24/7 onsite security force with mandatory personnel and vehicle checks - 24/7 CCTV monitoring - Anti-climb perimeter fencing and vehicle trap system - Access control with 2-factor authentication and man trap entry
21 | kdcr-ar21-full-report.pdf |  | X | [5 empty] | March 14, 2022, 23:11:26 (UTC+08:00) | Keppel DC Singapore 5 (SGP5) | Keppel Data Centres | Yes | Yes | Yes | No | 1. Guangdong Data Centre 2. Cardiff Data Centre 3. GV7 Data Centre 4. London Data Centre 5. Keppel DC Dublin 1 6. Keppel DC Dublin 2 7. Almere Data Centre 8. Amsterdam Data Centre 9. Eindhoven Campus 10. Milan Data Centre 11. Kelsterbach Data Centre | Not available | not available | The city where the Milan Data Centre is located is Milan, Italy. | not available | not available | Not available | not available | not available | not available | Yes | not available | Yes | not available | Yes | Yes | not available | Yes | not available | not available | Yes. | not available | not available | not available | Yes, the datacenter has robust round-the-clock physical security systems, which implies onsite security staff are present 24/7. | not available | not available | not available | not available | not available | not available | not available | ISO 14001, ISO 50001 | ISO 14001:2015 ISO 50001 | ISO/IEC 27001:2013 Information Security Management System SS 507:2015 Provision of Business Continuity and Disaster Recovery | not available | 79,439 sq ft | not available | not available | not available | not available | The type of facility mentioned in the text is "colocation." | not available | not available | not available | not available | Closed-circuit cooling systems | not available | The Gross Floor Area for the Cardiff Data Centre ("Cardiff DC") is not availablet mentioned in the provided text. Therefore, the response is "not available" | not available | Yes | SS 564 Part-1:2020 Energy & Environment Management System Water Efficient Building by PUB | The energy standards mentioned in the text are: - SS 564 Part-1:2020 Energy & Environment Management System - GRI 302: 302-1 Energy consumption within the organisation - GRI 302: 302-2 Energy consumption outside of the organisation - GRI 302: 302-3 Energy intensity | ISO 46001:2019 Water Efficiency Management System certification. | 1. ISO/IEC 27001:2013 Information Security Management System 2. SS 507:2015 Provision of Business Continuity and Disaster Recovery | not available
22 | keppel-ltd-3q-2024-business-update-presentation-slides.pdf |  |  |  |  | X |  |  | October 24, 2024, 02:34:31 (UTC+08:00) | Keppel DC Singapore 3 (SGP3) | Keppel Data Centres | No | Yes | No | No | 1. Keppel Data Centre Campus 2. Taiwan Data Centre Campus 3. Western Tokyo Data Centre | Keppel | not available | 1. Singapore 2. Western Tokyo | 1. Singapore 2. Taiwan 3. Western Tokyo, Japan | Singapore, Taiwan, Japan | Not available | not available | not available | not available | not available | not available | not available | not available | not available | not available | not available | not available | not available | not available | not available | not available | not available | not available | not available | not available | not available | not available | not available | not available | not available | not available | not available | not available | not available | not available | not available | not available | not available | not available | not available | Hyperscaler | not available | not available | not available | not available | Liquid cooling | not available | not available | not available | Yes | not available | not available | Best-in-class water usage effectiveness | not available | not available
22 | kdc-sgp-3-sep-2023.pdf |  |  |  | X |  |  |  | August 13, 2020, 01:20:37 (UTC+08:00) | Keppel DC Singapore 3 (SGP3) | Keppel Data Centres | Yes | Yes | No | Yes | not available | Keppel Data Centres | not available | not available | Asia Pacific and Europe. | not available | not available | not available | not available | not available | Yes | Yes | Yes | not available | Yes | Yes | not available | not available | not available | not available | not available | Yes | Yes | Yes | Yes, 24/7. | not available | Yes | Yes | not available | not available | not available | not available | not available | ISO 9001, 14001, 27001, 27701, 37001, 45001, 46001, 50001 | not available | not available | not available | not available | 5-storey building | 15 kN/sqm | The slab to slab height mentioned is up to 5.74 m. | not available | not available | not available | not available | not available | not available | not available | 133,878 sqft | not available | Yes. | The green building standards mentioned are: - LEED Certification (Gold) - BCA Green Mark Award (Platinum) | not available | SS 564 | not available | The security systems in use are: - 24/7 onsite security force with mandatory personnel and vehicle checks - 24/7 CCTV monitoring - Anti-climb perimeter fencing and vehicle trap system - Access control with 2-factor authentication and man trap entry - Integrated visitor management system
24 | ESG-Report-2021-22.pdf | X | [6 empty] | D:20241122083001Z00'00' | Princeton Digital SG1 | Princeton Digital Group | No | Yes | Yes | No | SH1 PE1 JB1 JC1 SB1 BD1 SG1 | Not available | not available | Shanghai Pekanbaru Jakarta Surabaya Bandung Singapore Tokyo Beijing Langfang Xi’an Nanjing Nantong Foshan Mumbai | The data centers mentioned are located in the following regions: - Shanghai, China - Pekanbaru, Indonesia - Jakarta, Indonesia - Surabaya, Indonesia - Bandung, Indonesia - Singapore - Tokyo, Japan - Mumbai, India If you need information on a specific data center, please specify. | China Indonesia Singapore Japan India | 1. Mumbai, India data center - Active 2. Tokyo, Japan data center - Inactive 3. Jakarta, Indonesia data center - Inactive | 2022 | not available. | not available | not available | not available | not available | not available | not available | Yes | not available | not available | not available | not available | not available | not available | not available | not available | not available | not available | not available | not available | not available | not available | not available | not available | not available | ISO 50001 – Energy Management Systems | ISO 50001 – Energy Management Systems | not available | not available | not available | 28 | not available | not available | Hyperscaler | UPS (uninterrupted power supply) | not available | 1.34 | Battery technot availablelogy and artificial intelligence (AI) | closed-loop water system | 2.4 m/MWh | not available | not available | Yes | The green building standards mentioned in the text are: - Leadership in Energy and Environmental Design (LEED) - Singapore’s BCA Green Mark Platinum - India’s IGBC Platinum | ISO 50001 – Energy Management Systems | not available | not available | not available
24 | SG1_Factsheet.pdf |  |  |  | X |  |  |  | D:20241122080418Z00'00' | Princeton Digital SG1 | Princeton Digital Group | No | Yes | No | Yes | not available | Princeton Digital Group | 7000 Ang Mo Kio Ave 5 SG 569877 | Singapore | South East Asia | Singapore | Active | not available | not available | not available | Yes | Yes | not available | not available | Yes | Yes | Yes | Yes | not available | not available | not available | Yes | Yes | Yes | Yes, 24/7. | Yes | not available | not available | not available | N+1 | N+1 | N+1 | not available | ISO 50001 : 2018 | ISO 27001, 9001, 45001, 50001 : 2018 | not available | 16,148m2 | not available | not available | 12.5kN/m2 | 6m | hyperscaler | The power systems mentioned for the data center are: - Uninterrupted Power Supply (UPS) - Diesel generators | not available | 1.45 | not available | High-efficiency water-cooled chillers with oil-free centrifugal compressor technot availablelogy | not available | 16,148m2 | not available | not available | not available | ISO 27001, 9001, 45001, 50001 : 2018 | not available | SOC1 and SOC2 Type 2 ISO 27001, 9001, 45001, 50001 : 2018 SS 564, Part 1 : 2020 OSPAR Attestation TVRA Uptime Tier 3 M&O | The security systems mentioned in the text are: - 3m high anti-climb perimeter fencing - 24x7 onsite security - 24x7 onsite manned guards - 24x7 comprehensive CCTV coverage with programmed video-motion detection - Recordings of 25 fps at 1 megapixel and kept for 90 days - All monitoring systems supplied with dual power with not available single failure point - Video management system equipped with failover redundancy network video recording server - 2FA data center security accessible by access
25 | global-switch-technical-specification-singapore-tai-seng.pdf |  |  |  | X |  |  |  | D:20241218123347Z | Global Switch Singapore Tai Seng | Global Switch | Yes | Yes | No | Yes | not available | not available | not available | Singapore | Singapore | Singapore | Not available | not available | not available | not available | Yes | not available | Yes | not available | Yes | not available | not available | not available | not available | not available | not available | Yes | not available | Yes | Yes, 24/7 | not available | Yes | Yes | not available | 2N and N+1 | N+1 | N+1 | not available | ISO 9001, 14001, 27001, 45001, 50001 | ISO 27001 | Raised floor | not available | not available | not available | 7.5 kN/m² | The building floor to ceiling height mentioned in the text is 3m clear height to underside of deepest beam. | not available | The power systems in use by the data center are: - 2N static UPS - Diesel Rotary UPS with N+1 redundancy | not available | not available | not available | not available | not available | not available | not available | Yes | not available | Energy efficiency is at the core of our business. | not available | ISO 27001 | The security systems mentioned in the text are: - Continuous CCTV surveillance of external and internal areas - Comprehensive intruder detection and alarms to all areas - Access control using proximity card readers - Physical access via mantrap
25 | global-switch-technical-specification-singapore-woodlands.pdf |  |  |  | X |  |  |  | D:20241218123415Z | Global Switch Singapore Tai Seng | Global Switch | Yes | Yes | No | No | Amsterdam Campus | Global Switch | not available | Amsterdam, Singapore | Amsterdam | United Kingdom | Active | not available | Yes | not available | Yes | Yes | not available | not available | not available | not available | not available | not available | not available | not available | not available | not available | not available | Yes | Yes, security guard patrols 24x7x365. | Yes | not available | Yes | not available | N+2 and N+1 | N+1 | N+2 and N+1 | not available | ISO 9001, 14001, 27001, 45001, 50001 | The ISO standards/certificates assigned to the data center are: - ISO 9001 - ISO 14001 - ISO 27001 - ISO 45001 - ISO 50001 | Raised floor | not available | not available | not available | 15kN/m² | The building floor to ceiling height mentioned in the text is 5.4m slab to slab height. | not available | Diesel Rotary | not available | not available | not available | Chilled water cooling system | not available | 4,100,000 sq ft (387,000 sq m) | not available | Yes | not available | not available | not available | ISO 9001, 14001, 27001, 45001, 50001 | The security systems mentioned in the text are: - Comprehensive intruder detection and alarms to all areas - Perimeter Intrusion Detection system (PIDs) - Aspirated early warning smoke detection system (monitored 24x7x365)
25 | Base+Prospectus_704e5d21-8356-478f-8be6-e55fb043601b.PDF |  |  |  |  | X |  |  |  | Global Switch Singapore Tai Seng | Global Switch | Yes | Yes | No | Yes | not available | Global Switch | not available | not available | not available | not available | Active | not available | not available | not available | The provided context does not availablet mention whether Global Switch's data centers are ISO 27001 certified. Therefore, not available. | The provided text does not availablet mention whether Global Switch's data centers are ISO 9001 certified. Therefore, not available. | not available | not available | not available | not available | not available | not available | not available | not available | not available | Yes | not available | Yes | Yes, 24/7. | not available | Yes | not available | not available | 2(N+1) | 2(N+1) | 2(N+1) | not available | not available | not available | Raised (or access flooring) | not available | not available | not available | not available | not available | Retail colocation data centre | not available | not available | not available | not available | not available | not available | 9,977 square metres | not available | not available | not available | not available | not available | not available | The security systems mentioned in the text include: - access control systems - 24 / 7 security and technical support teams
25 | global-switch-esg-report-2022.pdf | X | [6 empty] | June 12, 2024, 11:54:36 (UTC+01:00) | Global Switch Singapore Tai Seng | Global Switch | No | Yes | Yes | No | Paris West data centre, Paris East | Global Switch | Frankfurt Campus Frankfurt North / Frankfurt South Eschborner Landstraße 110 60489 Frankfurt am Main Germany Madrid Calle Yécora, 4 28022 Madrid Spain Paris Campus Paris East / Paris West 7-9 rue Petit 92582 Clichy Cedex, France | Denver, Phoenix, Los Angeles, Amsterdam, Paris, Madrid, Hong Kong, Sydney, London. | Madrid | The data centers mentioned are located in the following countries: - France (Paris) - Spain (Madrid) - Netherlands (Amsterdam) - Germany (Frankfurt) - United Kingdom (London) | Active | not available | not available. | not available | Yes | not available | Yes | not available | Yes | not available | not available | not available | not available | not available | not available | Yes | not available | not available | not available | not available | not available | not available | not available | not available | not available | not available | ISO 14001 | ISO14001 | ISO14001 ISO 27001(Information Security Management) | not available | not available | not available | not available | not available | not available | The type of facility mentioned in the text is a colocation data centre. | not available | not available | 1.2 Europe and 1.4 Asia-Pacific | heat pumps | Liquid cooling | not available | not available | not available | Yes | The green building standards mentioned are LEED, BREEAM, and Green Mark. | not available | ISO 46001 (Water Efficiency Management Systems) | not available | not available
26 | sd2023.pdf | X | [6 empty] | April 03, 2024, 05:56:59 (UTC+08:00) | China Mobile Singapore | China Mobile International | No | No | Yes | No | Hong Kong Fo Tan and Mong Kok Bay data centers | not available | not available | Hong Kong, Singapore, London, Frankfurt | Beijing-Tianjin-Hebei, Yangtze River Delta, Greater Bay Area, Chengdu-Chongqing, Hong Kong (China), Singapore, London (UK), Frankfurt (Germany) | China | Active | not available | not available | Yes. | not available | not available | not available | not available | not available | not available | not available | not available | not available | not available | not available | not available | not available | not available | not available | not available | not available | not available | not available | not available | not available | not available | not available | not available | not available | not available | not available | not available | not available | not available | not available | not available | city electricity direct supply and high-voltage DC | The renewable energy power generation capacities mentioned in the text are as follows: - Jiangsu Mobile deployed photovoltaic power generation devices in six office buildings in Wuxi, generating 570,000 kWh of electricity throughout the year. - Guangxi Mobile built a distributed photovoltaic power station in the logistics warehouse center in the High-tech Zone, generating 1.77 million kWh of electricity throughout the year. These are the specific capacities mentioned for on-site renewable energy power generation. | 1.36 | not available | high-dimensional cooling system | not available | not available | not available | Yes | not available | not available | not available | 1. Information technot availablelogy—Network security—Part 7: Guidelines for network virtualization security (ISO/IEC 27033-7:2023) 2. China Mobile Communications Network Critical Information Infrastructure Network Security Protection Guidelines | not available
26 | ar2023.pdf |  | X | [5 empty] | April 03, 2024, 05:28:44 (UTC+08:00) | China Mobile Singapore | China Mobile International | No. | Yes | Yes | No | not available | not available | not available | not available | not available | China | Active | not available | not available | not available | not available | not available | not available | not available | not available | not available | not available | not available | not available | not available | not available | not available | not available | not available | not available | not available | not available | not available | not available | not available | not available | not available | not available | not available | not available | not available | not available | not available | not available | not available | not available | not available | not available | The capacities in wind and solar energy mentioned in the text are 210 million peak watts. | 1.32 | The low-carbon technot availablelogy innot availablevations mentioned in the text are: - Wind and Solar-Powered Wireless Network - Green Smart Park | not available | not available | not available | not available | Yes | not available | not available | not available | not available | not available
26 | ar2019.pdf |  | X | [5 empty] | March 30, 2020, 07:08:38 (UTC+08:00) | China Mobile Singapore | China Mobile International | No | No | No | No | not available | Not available | not available | not available | not available | China | Not available | not available | not available | not available | not available | not available | not available | not available | not available | not available | not available | not available | not available | not available | not available | not available | not available | not available | not available | not available | not available | not available | not available | not available | not available | not available | not available | not available | not available | not available | not available | not available | not available | not available | The floor to ceiling height of buildings is not availablet mentioned in the text provided. Therefore, the answer is 'not available'. | not available | not available | not available | not available | not available | not available | not available | not available | not available | Yes | not available | not available | not available | not available | not available
27 | 1f8d8766-0aae-45e5-a9f1-187427c5b79b.pdf |  |  |  | X |  |  |  | August 29, 2018, 00:10:04 (UTC+08:00) | Equinix SG2 | Equinix | Yes | Yes | No | No | not available | Equinix | 15 Pioneer WalkSG2 Singapore IBX Data Center 627753, Singapore | Singapore | Southeast Asia | Singapore | not available | not available | Yes | not available | Yes | not available | not available | not available | not available | not available | Yes | Yes | not available | not available | Yes | Yes | Yes | Yes | Yes, 24x7 onsite security officers. | Yes | Yes | Yes | not available | N+1 or 2N (depending on floor) | N+1 | N+1 | ISO 27001, PCI DSS, SOC 1 Type, SOC 2 Type, SS 564 | ISO 27001 | - ISO 27001 - PCI DSS - SOC 1 Type - SOC 2 Type - SS 564 - SS 564 Part 1: 2013 SG Standards | Raised | 219,263 ft2 (20,370 m2) | not available | 6-story | 11.97 kN/m2 | The building floor to ceiling height is not availablet mentioned in the text provided. Therefore, the answer is 'not available'. | The type of facility mentioned in the text is "colocation." | The power systems mentioned are: - AC Power Circuits - UPS Redundancy (2N or N+1 depending on floor) - Standby Power Configuration with 16 x 2,000 kVA and 34 x 2,250 kVA diesel generators (N+1 redundancy) | not available | not available | Adiabatic cooling | CRAC units and water-cooled centrifugal chillers | not available | 219,263 ft2 (20,370 m2) | not available | Yes | The green building standards mentioned are: - SS 564 Part 1: 2013 SG Standards for Green Data Centers - BCA-IMDA Green Mark Award (Platinum) | The energy standards mentioned are: - SS 564 Part 1: 2013 SG Standards for Green Data Centers - BCA-IMDA Green Mark Award (Platinum) | not available | - ISO 27001 - PCI DSS - SOC 1 Type - SOC 2 Type | The security systems in use are: - Man trap entry - Perimeter fence and gate - 24x7 onsite security officers - Biometric Readers (in common areas) - Biometric Readers (optional) - PIN & Card Readers
27 | ibx_sg2_en_feb2021.pdf |  |  |  | X |  |  |  | January 07, 2021, 04:53:53 (UTC-08:00) | Equinix SG2 | Equinix | Yes | Yes | No | Yes | Singapore IBX® Data Center | Equinix | 15 Pioneer Walk, Singapore 627753 | Singapore | Singapore | Singapore | Active | not available | not available | not available | Yes | not available | not available | not available | not available | not available | Yes | Yes | not available | not available | Yes | Yes | Yes | Yes | Yes, 24/7 on-site security officers. | Yes | Yes | Yes | not available | N+1 or 2N (depending on floor) | N+1 | N+1 | ISO 27001, PCI DSS, SOC 1 Type, SOC 2 Type, SS 564 | ISO 27001 | - ISO 27001 - PCI DSS - SOC 1 Type - SOC 2 Type - SS 564 | Raised Floor | 219,263 ft2 (20,370 m2) | 219,263 ft2 (20,370 m2) | 6-story | 11.97 kN/m2 | not available | Colocation | The power systems mentioned are: - UPS Redundancy - Standby Power Configuration - Standby Power Redundancy - diesel generators | not available | not available | Adiabatic cooling | CRAC units and water-cooled centrifugal chillers | not available | 219,263 ft2 (20,370 m2) | not available | Yes | The green building standards mentioned are: - SS 564 Part 1: 2013 SG Standards for Green Data Centers - BCA-IMDA Green Mark Award (Platinum) | The energy standards mentioned are: - SS 564 Part 1: 2013 SG Standards for Green Data Centers - BCA-IMDA Green Mark Award (Platinum) | not available | - ISO 27001 - PCI DSS - SOC 1 Type - SOC 2 Type - SS 564 | The security systems in use are: - Man trap entry - Perimeter fence and gate - 24/7 on-site security officers - Biometric readers (in common areas) - Additional biometric readers (optional) - PIN & card readers - CCTV surveillance with 30-day retention - Motion detection
27 | ibx_sg2_en.pdf |  |  |  | X |  |  |  | March 15, 2024, 18:30:17 (UTC+08:00) | Equinix SG2 | Equinix | Yes | Yes | No | No | SG2 Singapore Data Center | Equinix | not available | Singapore | Southeast Asia | Singapore | Active | not available | Yes | not available | Yes | not available | not available | not available | not available | not available | Yes | Yes | not available | not available | Yes | Yes | not available | Yes | Yes, 24/7 | Yes | Yes | Yes | not available | 2N | N+1 (on chillers) and N+20% (on CRAC units) | N+1 | ISO 27001, PCI DSS | ISO 27001 | ▪ ISO 27001 | Raised | 20,370 m2 | not available | 6 storey | 14.4 kN/m2 | not available | not available | The power systems mentioned are: - AC Power Circuits - UPS Redundancy 2N - Standby Power Configuration with paralleling system and diesel generators - UPS Configuration 2N | not available | not available | Adiabatic cooling 100% renewable energy | CRAC units and water-cooled centrifugal chillers | not available | not available | not available | Yes. | The green building standards mentioned are: - SS 564 - BCA Green Mark Platinum Award | not available | not available | The security standards mentioned are: - SOC 1 Type II - SOC 2 Type II - ISO 27001 - PCI DSS | The security systems mentioned in the text are: - Biometric readers (in common areas) - Additional biometric readers (optional) - PIN & card readers - 24/7 on-site security officers
27 | SG2_TechSpec_072513.pdf |  |  |  | X |  |  |  | March 14, 2014, 01:35:01 (UTC+08:00) | Equinix SG2 | Equinix | Yes | Yes | No | Yes | SG2 SINGAPORE IBX+ DATA CENTER | Equinix | not available | Hong Kong | Asia-Pacific | The country mentioned for the data center location is Singapore. | not available | not available | not available | not available | Yes | not available | not available | not available | not available | not available | not available | not available | not available | not available | not available | Yes | not available | Yes | Yes, 24/7 | Yes | Yes. | not available | not available | The data center has N+1 and 2N UPS redundancy. | The data center has N+1 redundancy for the cooling plant. | The data center has standby power redundancy configured as 2N. | not available | ISO / IEC 27001: 2005 | ISO / IEC 27001: 2005 | Raised floors | 95,865 ft2 | not available | 6-story | 20 kN/m² | The slab-to-ceiling height mentioned in the text is 9 m. | Colocation | The power systems in use by the data center are: - Uninterruptible Power System - Utility Feeders - Power Transformers - Standby Power – Diesel Generators | not available | not available | not available | Water-Cooled Centrifugal Chillers | not available | The leased floor space of the facility is 223,602 ft² (20,773 m²) and the colocation area is 95,865 ft² (8,906 m²). | not available | not available | Green Mark for Data Centres - GoldPLUS | ISO / IEC 27001: 2005 SS564: 2010 Green Mark for Data Centres - GoldPLUS | not available | ISO / IEC 27001: 2005 SS564: 2010 | The security systems in use are: - Physical access control lists - 24x7x365 security officers - 24x7x365 CCTV recordings - Access control - Motion detectors - Biometric scanners
28 | 762868_20230620_MIT Annual Report_2022_2023.pdf |  | X | [5 empty] | June 16, 2023, 17:54:01 (UTC+08:00) | AirTrunk Singapore - SGP1 | AirTrunk | No. | No. | Yes | No | NORTH AMERICAN DATA CENTRE SINGAPORE | Not available | 402 Franklin Road, Brentwood, 7337 Trade Street, San Diego and N15W24250 Riverwood Drive, Pewaukee | not available | North American | not available | Active | 2010 | not available | not available | not available | not available | not available | not available | not available | not available | not available | not available | not available | not available | not available | not available | not available | not available | not available | not available | not available | not available | not available | not available | not available | not available | not available | not available | not available | not available | not available | not available | not available | not available | not available | Colocation | not available | not available | not available | not available | not available | not available | not available | not available | Yes | BCA Green Mark | The energy standards mentioned in the text are "GRI 2021 Standards." | Public Utilities Board (“PUB”)’s Mandatory Water Efficiency Labelling Scheme and Voluntary Water Efficiency Labelling Scheme | not available | not available
28 | AirTrunk-FY23-Sustainability-Report-FINAL-Online.pdf | X | [7 empty] | AirTrunk Singapore - SGP1 | AirTrunk | Yes | Yes | Yes | No | not available | AirTrunk | not available | not available | The regions where the data centers are located are Sydney (SYD), Melbourne (MEL), Singapore (SGP), and Hong Kong (HKG). | Australia, Singapore, Hong Kong | Not available | not available | not available | not available | not available | not available | Yes | not available | Yes | not available | not available | Yes | not available | not available | Yes | not available | not available | not available | not available | not available | not available | not available | not available | not available | not available | not available | not available | ISO 14001:2015 ISO 45001 | ISO 45001, ISO 9001, and ISO 14001. | not available | not available | not available | not available | not available | not available | The type of facility mentioned in the text is a hyperscale data centre. | not available | not available | 1.32 | not available | The cooling systems mentioned are: - Indirect evaporative cooling (IEC) - Direct-to-chip liquid cooling | 0.10 | not available | not available | Yes | not available | not available | not available | not available | not available
29 | SG4_IBX_Site_Spec_01.03.2019.pdf |  |  |  | X |  |  |  | January 04, 2019, 00:50:10 (UTC+08:00) | Equinix SG4 | Equinix | Yes | Yes | No | No | Singapore SG4 data center | Equinix | 7, Tai Seng DriveSG4 Singapore IBX Data Center Singapore 535218 | Singapore | Southeast Asia | Singapore | Active | not available | Yes | not available | not available | not available | not available | not available | not available | not available | not available | not available | not available | not available | not available | Yes | not available | Yes | Yes, 24x7 onsite security officers. | Yes | Yes | not available | not available | 2N | N+1 | 2N | not available | ISO 27001 (targeted) | - ISO 27001 (targeted) | Raised | 45,424 ft2 | not available | 7-story | The maximum floor load capacity mentioned is 12.5 kN/m2. | not available | Colocation | The power systems mentioned are: - AC Power Circuits - UPS Configuration 2N - N+2 MV genset ring | not available | not available | not available | N+1 water-cooled chillers | not available | 45,424 ft2 (4,220 m2) | not available | Yes | not available | not available | not available | - ISO 27001 (targeted) - PCI DSS (targeted) - SOC 1 Type (targeted) - SOC 2 Type (targeted) - SS 564 (targeted) | The security systems in use are: - 24x7 onsite security officers - Biometric Readers (in common areas) - Biometric Readers (optional) - PIN & Card Readers - Man trap entry - Perimeter fence
29 | a37a386c-f9a6-4b9e-89d9-396ab4aadc19.pdf |  |  |  | X |  |  |  | September 16, 2020, 20:57:51 (UTC+08:00) | Equinix SG4 | Equinix | Yes | Yes | No | Yes | Singapore SG4 data center | Equinix | 7, Tai Seng Drive SG4 Singapore IBX Data Center Singapore 535218 | Singapore | Singapore | Singapore | not available | not available | Yes. | not available | Yes | not available | not available | not available | not available | not available | Yes | Yes | not available | not available | Yes | Yes | not available | Yes | Yes, 24x7 onsite security officers. | Yes | Yes | not available | not available | 2N | N+1 | N+2 MV genset ring | not available | - ISO 27001 - SS 564 | - ISO 27001 - PCI DSS - SOC 1 Type - SOC 2 Type - SS 564 | Raised | 45,424 ft2 (4,220 m2) | 43,500+ square meters | 7-story | 12.5 kN/m2 | The building floor to ceiling height is not availablet mentioned in the provided text. Therefore, the answer is "not available" | Colocation | N+2 MV genset ring | not available | not available | not available | N+1 water-cooled chillers | not available | 45,424 ft2 (4,220 m2) | not available | Yes | not available | not available | not available | - ISO 27001 - PCI DSS - SOC 1 Type - SOC 2 Type - SS 564 | The security systems mentioned in the text are: - 24x7 onsite security officers - Biometric readers (in common areas) - Biometric readers (optional) - PIN & card readers - Man trap entry - Perimeter fence
30 | brochure_data-center-locations_singapore.pdf |  |  |  | X |  |  |  | September 11, 2019, 18:59:09 (UTC+02:00) | Telin Singapore 2 | NeutraDC | No. | No. | No | No | The names of the data centers mentioned in the text are: - Serangoon Data Center - Tai Seng 2 Data Center | NTT | not available | Singapore | Serangoon | Singapore | Not available | 2012 | not available | not available | Yes | not available | not available | not available | not available | not available | not available | Yes | Yes | not available | not available | not available | not available | Yes | not available | Yes | Yes | not available | not available | N+1 | N+1 | N+1 | not available | - ISO 27001 - Green Mark Platinum | - ISO 27001 | not available | not available | not available | not available | not available | not available | not available | The power systems in use by the data center are: - UPS in 2N configuration - Diesel generator in N+1 configuration | not available | not available | not available | Chilled water-cooling system | not available | not available | not available | Yes | The data center has obtained the Green Mark Platinum Award from BCA. | not available | not available | - ISO 27001 - ISO 9001 - ISO 14000 - ISO 14001 - SOC Type II - SS564 - TVRA compliant - Green Mark Platinum | The security systems mentioned in the text are: - Preregistration - Photo identification - Integrated circuit (IC) card authentication - Biometric authentication - Anti-tailgating system
30 | datasheet-telin3-v3_0.pdf |  |  |  | X |  |  | X | D:20170216084321Z00'00' | Telin Singapore 2 | NeutraDC | No | No. | No | No | not available | not available | not available | not available | not available | not available | not available | not available | not available | not available | not available. | not available. | not available. | not available. | not available. | not available. | not available. | not available | not available. | not available. | not available. | not available. | not available | not available | not available | not available | not available | not available | not available | not available | not available | not available | not available | not available | not available | not available | not available | not available | not available | not available | not available | not available | not available | not available | not available | not available | not available | not available | not available | not available | not available | not available | not available | not available | not available | not available
31 | kdcr-ar2022.pdf |  | X | [5 empty] | March 10, 2023, 18:35:20 (UTC+08:00) | Keppel DC Singapore 2 (SGP2) | Keppel Data Centres | Yes | Yes | Yes | No | - Cardiff Data Centre - GV7 Data Centre - London Data Centre - Keppel DC Dublin 1 - Keppel DC Dublin 2 - Almere Data Centre - Amsterdam Data Centre - Eindhoven Campus - Milan Data Centre - Kelsterbach Data Centre - maincubes Data Centre | Not available | not available | The cities where the data centers are located are: - Cardiff - London - Dublin - Almere - Amsterdam - Eindhoven - Milan - Kelsterbach | United Kingdom | Ireland | Not available | not available | Yes | not available | Yes | not available | not available | not available | not available | Yes | not available | Yes | not available | not available | Yes | Yes | not available | not available | not available | not available | not available | not available | not available | not available | not available | not available | ISO 14001, ISO 50001 | ISO 14001:2015 Environmental Management System ISO 50001 certifications | not available | not available | not available | not available | not available | not available | not available | Colocation | not available | not available | not available | LED lights, motion sensors | not available | not available | not available | not available | Yes | The green building standards mentioned in the text are: - SS 564 Part-1:2020 Energy & Environment Management System - Water Efficient Building by PUB | not available | The water efficiency standards mentioned are: - SS 564 Part-1:2020 Energy & Environment Management System - ISO 46001:2019 Water Efficiency Management Systems (WEMS) | 1. ISO/IEC 27001:2013 Information Security Management System 2. ISO 27001:2013 Information Security Management System 3. ANSI/TIA-942-B:2017 - Rated 3 | ISO/IEC 27001:2013 Information Security Management System ANSI/TIA-942-B:2017 - Rated 3 SS 507:2015 Provision of Business Continuity and Disaster Recovery
31 | keppel-ltd-ar2023-connectivity.pdf |  | X |  |  | X |  |  | March 22, 2024, 01:22:05 (UTC+08:00) | Keppel DC Singapore 2 (SGP2) | Keppel Data Centres | No | Yes | No | No | The names of the data centers mentioned in the text are: - Keppel DC Singapore 7 - Keppel DC Singapore 8 | Keppel | not available | Singapore | Genting Lane | Singapore | Active | 2023 | not available | not available | The provided text does not availablet mention whether the data center has ISO 27001 certification. Therefore, not available. | not available | not available | not available | not available | not available | not available | not available | not available | not available | not available | not available | not available | not available | not available | not available | not available | not available | not available | not available | not available | not available | not available | not available | not available | not available | not available | not available | not available | not available | not available | not available | Hydrogen and solar energy. | The renewable energy power generation capacity mentioned for DataPark+ is 1 GW. | not available | Hydrogen and solar energy. | seawater cooling system | not available | not available | not available | Yes | not available | not available | not available | not available | Real-time security surveillance and management solutions at sea.
32 | kdc-sgp1-info-july-2023-final.pdf |  |  |  | X |  |  |  | August 13, 2020, 01:20:11 (UTC+08:00) | Keppel DC Singapore 1 (SGP1) | Keppel Data Centres | Yes | Yes | No | No | not available | Keppel Data Centres | not available | Singapore | Serangoon North | Singapore | Active | not available | Yes | not available | Yes | Yes | Yes | not available | Yes | Yes | not available | not available | not available | not available | not available | Yes | Yes | Yes | Yes, 24/7. | not available | Yes | Yes | not available | not available | The information provided does not availablet specify the redundancy level for power and cooling systems in terms of "n+1" or any similar format. Therefore, the answer is "not available" | not available | not available | ISO 9001, 14001, 27701, 27001, 37001, 45001, 46001, 50001 | The ISO Standards/certificates mentioned for the data center are: - ISO 9001 - ISO 14001 - ISO 27701 - ISO 27001 - ISO 37001 - ISO 45001 - ISO 46001 - ISO 50001 | not available | not available | not available | not available | 15 kN/sqm | Up to 5.7 m | not available | Incoming feed | not available | not available | not available | Dual piping | not available | 225,945 sqft | not available | Yes | The green building standard mentioned in the text is "Water efficient building by PUB." | The energy standards mentioned in the text are ISO 50001. | Water efficient building by PUB | - ISO 27001 - TIA 942 Rated 3 | The security systems in use are: - 24/7 onsite security force with mandatory personnel & vehicle checks - 24/7 CCTV monitoring - Anti-climb perimeter fencing and vehicle trap system - Access control with 2-factor authentication and man trap entry - GVMS (Global Visitor Management System)
33 | colt-singapore-dc-datasheet.pdf |  |  |  | X |  |  | X | June 10, 2020, 16:05:03 (UTC+01:00) | Rackspace Singapore | Rackspace Hosting | No | No | No | No | 1. Colt Brussels Data Centre 2. Colt Copenhagen Data Centre 3. Colt Paris North Data Centre 4. Colt Paris South West Data Centre 5. Colt Berlin Data Centre 6. Colt Frankfurt City Data Centre 7. Colt Frankfurt West Data Centre 8. Colt Hamburg Data Centre 9. Colt Hong Kong Data Centre 10. Colt Mumbai Data Centre 11. Colt Milan Data Centre 12. Colt Osaka Data Centre | Colt Data Centre Services | not available | Madrid | The regions mentioned where the data centers are located include: - Europe - Asia Pacific | The countries where the data centers are located are: - Belgium - Denmark - France - Germany - Hong Kong - India - Italy - Japan - Netherlands - Singapore - Spain - Switzerland - United Kingdom | Active | not available | not available | not available | Yes | not available | not available | not available | not available | not available | not available | not available | not available | not available | not available | Yes | not available | not available | Yes, on-site security staff 24/7. | Yes. | Yes | Yes | not available | 2N configuration | N+2 | 2N configuration N+1 configuration | not available | ISO 27001 | ISO 27001 | Raised floor | 4,810sqm | not available | 7 floors | not available | not available | not available | The power systems mentioned are: - Two 22kV closed loop receiving system - 2N configuration - N+1 configuration | not available | not available | not available | N+2 Computer Room Air Conditioning (CRAC) units | not available | 4,810sqm | not available | not available | not available | not available | not available | ISO 27001 | The security systems mentioned in the text are: - Biometric authentication system - Mantrap - Multi-layer physical security with biometric authentication system and card key - On-site security staff 24/7
34 | zone1.pdf |  |  |  |  | X |  |  | February 15, 2024, 20:40:07 (UTC+09:00) | TELEHOUSE Singapore | KDDI Corporation | No | Yes | No | No | KDDI/TELEHOUSE Data Center | TELEHOUSE | not available | not available | U S E a s t C o a s t | United Kingdom France Germany Japan Thailand Hong Kong Shanghai Beijing Singapore Turkey Vietnam Canada | not available | not available | not available | not available | not available | not available | not available. | not available | not available | not available | not available | not available | not available | not available | not available | not available | not available | not available | not available | not available | not available | not available | not available | not available | not available | not available | not available | not available | not available | not available | not available | not available | not available | not available | not available | The types of data centers mentioned in the text are "connectivity data centers" and "hyperscale data centers." | not available | not available | not available | not available | not available | not available | not available | not available | not available | not available | not available | not available | not available | not available
34 | telehouse-global-brochure-2204.pdf |  |  |  |  | X |  |  | June 08, 2022, 01:42:09 (UTC+09:00) | TELEHOUSE Singapore | KDDI Corporation | Yes | Yes | No | No | - London North - London North Two - London East - London West - London South - Sendai - Oyama - Tokyo - Nagoya - Osaka - Fukuoka - Hong Kong CCC - Hanoi - Istanbul - Frankfurt | KDDI Corporation | not available | London, Sendai, Oyama, Tokyo, Nagoya, Osaka, Fukuoka, Hong Kong, Hanoi, Istanbul, Frankfurt | EMEA | The countries where the data centers are located are: - United Kingdom - Japan - Hong Kong - Vietnam - Turkey - Germany | not available | 1989 | not available | not available | not available | not available | not available | not available | not available | not available | not available | not available | not available | not available | not available | not available | not available | not available | not available | not available | not available | not available | not available | not available | not available | not available | not available | not available | not available | not available | not available | not available | not available | not available | not available | Colocation | not available | not available | not available | not available | not available | not available | not available | not available | not available | not available | not available | not available | not available | not available
34 | TELEHOUSE_Singapore.pdf |  |  |  | X |  |  |  | May 04, 2011, 15:48:09 (UTC+01:00) | TELEHOUSE Singapore | KDDI Corporation | Yes | Yes | No | Yes | Telehouse data center | KDDI Singapore | not available | Singapore | The data center is located in Singapore. | Singapore | Active | not available | Yes | not available | not available | not available | not available | not available | not available | not available | not available | not available | not available | not available | not available | Yes | not available | Yes | Yes, 24/7. | Yes | not available | not available | not available | 2N | N+2 redundancy climate control configuration | N+1 | not available | not available | not available | Raised Floor | not available | not available | not available | 824kg/m² | not available | Colocation | The power systems mentioned are: - 2N UPS system - N+1 oil driven private generators | not available | not available | not available | The cooling system in use by the data center is described as the "latest high volume air-conditioning system." | not available | not available | not available | not available | not available | not available | not available | not available | The security systems in use at Telehouse Singapore are: - 24-hour on-site personnel monitoring security of premises - 24/7 CCTV surveillance cameras installed around data center - Biometric sensor verifies identity by using vein patterns, located at entrance to colocation space - Single-point entry
36 | 20240320_172452_A17U_FBR4QTNDKTX21ORP.1.pdf |  |  |  |  | X |  |  | March 15, 2024, 22:18:07 (UTC+08:00) | Telepark | CapitaLand Data Centre | Yes | Yes | Yes | No | not available | Not available | not available | Manchester, London, Paris | Manchester, London, Paris | United Kingdom, France | not available | 2023 | not available | not available | not available | not available | not available | not available | not available | not available | not available | not available. | not available | not available | not available | not available. | not available | not available | not available | not available | not available | not available | not available | not available | not available | not available | not available | not available | not available | not available | not available | not available | not available | not available | not available | not available | not available | not available | not available | not available | not available | not available | 89,043 sqm | not available | not available | Green Mark GoldPLUS certification or equivalent | The energy standards mentioned in the text are: - Singapore – Green Mark GoldPLUS certification or equivalent - Overseas – certification by a green rating system administered by a national government ministry/agency or a World Green Building Council (WGBC) recognised Green Building Council. | not available | bizSAFE | not available
36 | Telepark Factsheet.pdf |  |  |  | X |  |  |  | November 08, 2024, 01:23:00 (UTC+08:00) | Telepark | CapitaLand Data Centre | Yes | No | No | Yes | not available | not available | not available | Tampines | Tampines Regional Centre | Singapore | Active | not available | not available | not available | not available | not available | not available | not available | not available | not available | not available | not available | not available | not available | not available | not available | not available | Yes | 24-hour security surveillance | not available | not available | not available | not available | not available | not available | not available | not available | not available | not available | Raised Floor | not available | not available | The text mentions the following storeys: Basement, 1st Storey, 2nd to 7th Storey, and 8th Storey. | 20 kN/sqm | The floor-to-ceiling height mentioned in the text is as follows: - 1st Storey: 3.0 m - 8th Storey: 5.2 m not available other specific floor-to-ceiling heights are mentioned for other storeys. | not available | 2 x 22KV | not available | not available | not available | Centralized chilled water system | not available | Basement: 4,000 sqm 1st Storey: 6,040.06 sqm 2nd Storey: 7,308.50 sqm 3rd Storey: 7,286.96 sqm 6th Storey: 2,526.95 sqm 7th Storey: 3,138.90 sqm 8th Storey: 1,536.27 sqm | not available | not available | not available | not available | not available | not available | 24-hour security surveillance
36 | CapitaLand_DC_Brochure.pdf |  |  |  |  | X |  |  | November 30, 2023, 02:38:03 (UTC+08:00) | Telepark | CapitaLand Data Centre | No. | Yes | Yes | No | not available | CapitaLand | not available | Shanghai, Beijing, Seoul, Singapore, London, Manchester, Paris, Geneva, Amsterdam, Mumbai, Hyderabad, Bangalore, Chennai. | not available | The countries where the data centers are located are: - China - South Korea - Singapore - Europe (includes multiple countries like the UK, France, Switzerland, and the Netherlands) - India | not available | not available | not available | not available | Yes | Yes | not available | not available | not available | not available | not available | not available | not available | not available | not available | not available | not available | Yes | not available | not available | Yes | not available | not available | not available | not available | not available | not available | not available | not available | not available | not available | not available | not available | not available | not available | The type of facility mentioned in the text is "colocation." | not available | not available | not available | 1. High efficiency electrical systems 2. Ultra-efficient chiller systems 3. "Free-cooling" econot availablemizer technot availablelogy 4. On-site renewable energy generation 5. Smart monitoring and analysis of energy use 6. Rainwater harvesting 7. Grey-water recycling 8. Integrated rainwater harvesting & energy recovery systems | The cooling system mentioned is "free-cooling" econot availablemizer technot availablelogy. | not available | not available | not available | Yes | not available | not available | not available | not available | not available
36 | CapitaLand DC Navi Mumbai 1 Factsheet.pdf |  |  |  | X |  |  | X |  | Telepark | CapitaLand Data Centre | No. | Yes | No | No | CapitaLand Data Centre Navi Mumbai 1 | CapitaLand | not available | Navi Mumbai | Airoli, Navi Mumbai, India | India | Active | not available | not available | not available | not available | not available | not available | not available | not available | not available | not available | not available | not available | not available | not available | Yes | not available | Yes | Yes, 24/7 | not available | not available | not available | not available | N+N | N+4 | N+1 power backup with dual sync panel | not available | not available | not available | Raised floor | not available | not available | not available | not available | The slab-to-slab height mentioned in the text is 7.3 metres. | not available | N+1 power backup with dual sync panel | The text mentions the inclusion of solar panels but does not availablet specify the renewable energy power generation capacity. Therefore, the answer is 'not available'. | not available | 1. High efficiency chillers 2. Water econot availablemization 3. Solar panels | N+4 redundant air-cooled chillers | not available | not available | not available | Yes | The green building standards mentioned are aiming to achieve LEED Gold certification. | The text mentions that the data centre aims to achieve LEED Gold certification. | not available | not available | The security systems mentioned in the text are: - Min. 7-layers security system - 24/7 Onsite security personnel - CCTV surveillance with intrusion detection
36 | CapitaLand-Ascendas-REIT-AR2023.pdf |  | X | [5 empty] | March 22, 2024, 01:26:28 (UTC+08:00) | Telepark | CapitaLand Data Centre | Yes | Yes | Yes | No | not available | not available | not available | The cities where the data centers are located are: - Amsterdam, The Netherlands - Geneva, Switzerland - London, United Kingdom - Manchester, United Kingdom - Paris, France | Geneva, Switzerland | The data centers mentioned are located in the following countries: - The Netherlands - Switzerland - United Kingdom - France | not available | 2004 | not available | not available | not available | not available | not available | not available | not available | not available | not available | not available | not available | not available | not available | not available | not available | not available | not available | not available | not available | not available | not available | not available | not available | not available | not available | not available | not available | not available | not available | not available | not available | not available | not available | not available | not available | The renewable energy power generation capacity available on-site from solar installations in Singapore is projected to generate more than 23 GWh per year. | not available | not available | not available | not available | not available | not available | Yes | The green building standards mentioned in the text are: - 3.0 Stars NABERS Energy Rating - 5-Star Green Star Rating - BCA Green Mark GoldPLUS - 6-Star Green Star - 5.5-Star NABERS - BREEAM rating | not available | not available | not available | not available
37 | SG3_Factsheet.pdf |  |  |  | X |  |  |  | D:20241122080420Z00'00' | Princeton Digital SG3 | Princeton Digital Group | Yes | Yes | No | Yes | not available | not available | Floor 5, 46 Penjuru Lane, Singapore 609206 | Singapore | Singapore | Singapore | Active | Not available | not available | not available | not available | not available | not available | not available | not available | not available | not available | not available | not available | not available | not available | Yes | not available | Yes | Yes, 24x7. | not available | Yes | not available | not available | N+1 | N+1 | N+1 | not available | not available | not available | not available | 14,296 sq.m. | not available | not available | 25 kN/sq.m. | not available | not available | The power systems mentioned are: - Dual 22kV utility power feeds - 5M4 Diesel Generator redundancy (N+1) - 5M4 UPS redundancy (N+1) | not available | not available | not available | 5M4 water cooled chiller system | not available | 14,296 sq.m. | not available | not available | not available | not available | not available | not available | The security systems in use are: - 2FA security accessible by access ID and keypad readers - Arcserve hiavailability protection
37 | Princeton_Digital_Group_building_pan-APAC_platform_with_hyperscale_focus.pdf |  |  |  |  | X | X |  | D:20200604173746Z | Princeton Digital SG3 | Princeton Digital Group | No | Yes | No | No | not available | PDG | not available | not available | APAC region | Japan, South Korea, Malaysia, Singapore | Active | not available | not available | not available | The provided context does not availablet mention whether the data center is ISO 27001 certified. Therefore, I cannot availablet confirm its certification status. | not available | not available | not available | not available | not available | not available | not available | not available | not available | not available | not available | not available | not available | not available | not available | not available | not available | not available | not available | not available | not available | not available | not available | not available | not available | not available | not available | not available | not available | not available | The type of facility mentioned in the text is "hyperscaler." | not available | not available | not available | not available | not available | not available | not available | not available | not available | not available | not available | not available | not available | not available
38 | CLDC Factsheet.pdf |  |  |  | X |  |  |  | May 25, 2023, 21:59:48 (UTC+08:00) | 9 Tai Seng Data Centre | CapitaLand Data Centre | No. | Yes | No | No | 1. CapitaLand Data Centre Chennai 1 2. CapitaLand DC ITPB, Bangalore 3. CapitaLand DC ITPH, Hyderabad | CapitaLand | not available | Chennai and Bangalore. | The data centers are located in Chennai and Bangalore, India. | India | Not available | not available | not available | not available | not available | not available | not available | not available | not available | not available | not available | not available | not available | not available | not available | Yes | not available | Yes | Yes, 24/7 onsite security personnel. | not available | not available | not available | not available | N+1 | N+4 | N+1 | not available | not available | not available | Raised Floor | not available | not available | 11 data halls, 12 data halls | The DC Hall floor loading mentioned is 2,000 kg / sq mt. | The slab-to-slab height mentioned in the text is 7.3 metres. | not available | N+1 power backup with dual sync panel | not available | not available | The low-carbon technot availablelogy innot availablevations mentioned are: - high efficiency chillers - water econot availablemization - solar panels | The cooling systems mentioned are: - Air-cooled chillers - CRAC units | not available | not available | not available | Yes | The green building standards mentioned are: - High efficiency chillers - Water econot availablemization - Intelligent energy and infrastructure management - Solar panels | LEED Gold certification | Water econot availablemization | not available | The security systems mentioned are: - Min. 7-layers security system
38 | 20210325_172137_A17U_3GXOWODOLSELIJDA.1.pdf |  |  |  |  | X |  |  | March 24, 2021, 18:03:02 (UTC+08:00) | 9 Tai Seng Data Centre | CapitaLand Data Centre | No. | Yes | Yes | No | not available | not available | not available | Paris, France | Paris, France | France | Not available | 2003 | not available | not available | not available | not available | not available | not available | not available | not available | not available | not available | not available | not available | not available | not available | not available | not available | not available | not available | not available | not available | not available | not available | not available | not available | not available | not available | not available | not available | 3,532 sqm | not available | The buildings mentioned in the text have the following number of floors/halls: - Two two-storey buildings - One four-storey office building - One adjoining three-storey office building | not available | not available | Colocation | not available | not available | not available | not available | not available | not available | not available | 1. HSBC Bank 2. Entserv UK 3. Bouygues Telecom | not available | The green building standards mentioned in the text are: - LEED: Leadership in Energy and Environmental Design (BD+C: Building Design & Construction) - BCA GM - BCA GM Gold - BCA GM GoldPlus - BCA GM Platinum - LEED Platinum (BD+C) | LEED: Leadership in Energy and Environmental Design. BD+C: Building Design & Construction | not available | not available | not available
38 | 20210428_063449_C31_7P1MMJW55V53BNLJ.2.pdf |  |  |  |  | X |  |  | April 28, 2021, 07:16:53 (UTC+08:00) | 9 Tai Seng Data Centre | CapitaLand Data Centre | No | Yes | No | Yes | Minhang DC Campus | not available | not available | Shanghai | Minhang District | China | Inactive | not available | not available | not available | not available | not available | not available | not available | not available | not available | not available | not available | not available | not available | not available | not available | not available | not available | not available | not available | not available | not available | 55 megawatts | not available | not available | not available | not available | not available | not available | not available | not available | not available | not available | not available | not available | not available | not available | not available | not available | not available | not available | not available | Up to 75,000 sqm | Master Lessee: Daily Tech | Yes | not available | The energy standards mentioned are "sustainable design principles and green building standards." | not available | not available | not available
38 | CapitaLand Data Centre.pdf |  |  |  |  | X |  |  | April 13, 2020, 19:16:44 (UTC+08:00) | 9 Tai Seng Data Centre | CapitaLand Data Centre | No | No | No | No | not available | not available | not available | not available | not available | not available | not available | not available | not available | not available | not available. | not available. | not available. | not available | not available. | not available. | not available | not available. | not available. | not available. | not available. | not available. | not available | not available | not available | not available | not available | not available | not available | not available | not available | not available | not available | not available | not available | not available | not available | not available | not available | not available | not available | not available | not available | not available | not available | not available | not available | not available | not available | not available | not available | not available | not available | not available | not available | not available
39 | acquisition-of-kdc-sgp-7-and-8.pdf |  |  |  |  | X |  |  | November 19, 2024, 08:50:43 (UTC+08:00) | Keppel DC Singapore 7 (SGP7) | Keppel Data Centres | Yes | Yes | No | Yes | KDC SGP 8 | Not available | not available | Singapore | Singapore | Singapore | Active | not available | not available | not available | not available | not available | not available | not available | not available | not available | not available | not available | not available | not available | not available | not available | not available | not available | not available | not available | not available | not available | 650MW | not available | not available | not available | not available | not available | not available | not available | 72,923 sq ft | not available | not available | not available | not available | The facility mentioned in the text is a colocation data centre. | not available | not available | not available | not available | liquid cooling | not available | ~72,923 sq ft | not available | not available | BCA Green Mark Platinum Award | not available | not available | not available | not available
40 | global-switch-hong-kong-brochure.pdf |  |  |  | X |  |  | X | D:20250102153711Z | Global Switch Singapore Woodlands | Global Switch | No. | Yes | No | Yes | Global Switch Hong Kong Global Switch Singapore | Global Switch | 18 Chun Yat Street, Tseung Kwan O Industrial Estate, New Territories, Hong Kong | Hong Kong and Singapore. | Asia-Pacific | Hong Kong and Singapore. | Active | not available | not available | not available | Yes | Yes | Yes | not available | not available | not available | not available | not available | not available | not available | Yes | Yes | not available | Yes | Yes, the datacenter has onsite security staff available 24/7. | Yes | Yes | Yes | 100MVA | N+1 | N+1 | N+1 | ISO 50001 | ISO 9001, ISO 14001, ISO 27001, ISO 45001, ISO 50001 | ISO 45001 and ISO 50001. | Raised floor | 70,000 sq m | not available | not available | 12kN/m² | The building floor to ceiling height mentioned in the text is 6m slab to slab height. | Colocation | not available | not available | 1.3 | not available | Chilled water cooling system | not available | not available | not available | Yes | The green building standards mentioned are: - Leadership in Energy and Environmental Design (LEED) Platinum Rating - Hong Kong Green Building Council’s BEAM Plus New Build Gold rating | not available | not available | not available | - Access control using proximity card readers and biometric systems - Physical access via mantrap - Comprehensive intruder detection and alarms - Perimeter Intrusion Detection system (PIDs) - Digital addressable fire detection system - Aspirated early warning smoke detection system (monitored 24x7x365)
40 | Base+Prospectus_cf45e0dc-4959-48e4-be6e-7289a477d6ef.PDF |  |  |  |  | X |  |  | May 16, 2017, 10:10:31 (UTC+01:00) | Global Switch Singapore Woodlands | Global Switch | Yes | Yes | No | No | not available | Global Switch | not available | not available | Europe and Asia Pacific | not available | Active | not available | Yes. | Yes. | not available | The provided text does not availablet mention whether the data center has ISO 9001 certification. Therefore, not available. | not available | not available | not available | not available | not available | not available | not available | not available | not available | Yes | not available | Yes | Yes, 24/7. | not available | Yes | not available | not available | N+1 | N+1 | N+1 | not available | not available | not available | Raised Floor | not available | not available | not available | not available | not available | The type of facility/building mentioned in the text is "retail colocation." | The power systems mentioned are "back-up generators" and "uninterruptible power supply (or UPS) systems." | not available | not available | The low-carbon technot availablelogy innot availablevations mentioned in the text are: - Power proportional computing - Low-power servers | not available | not available | The text mentions that private data suites typically occupy more than 250 square metres of space. | not available | not available | not available | not available | not available | not available | The text mentions "security systems" but does not availablet specify the types of security systems in use. Therefore, the response is "not available"
40 | global-switch-brochure-singapore-woodlands.pdf |  |  |  | X |  |  |  | D:20250102155945Z | Global Switch Singapore Woodlands | Global Switch | Yes | Yes | No | Yes | Global Switch Hong Kong Global Switch Singapore | Global Switch | not available | Hong Kong Singapore | Asia-Pacific | Singapore | Active | not available | not available | not available | Yes | Yes | Yes | not available | Yes | Yes | not available | not available | not available | not available | not available | Yes | not available | Yes | Yes, security guard patrols 24x7x365. | Yes | Yes | Yes | 30MVA | N+2 and N+1 | N+1 | N+N | not available | ISO 14001, ISO 50001 | The ISO Standards/certificates assigned to the data center are: - ISO 9001 - ISO 14001 - ISO 27001 - ISO 45001 - ISO 50001 | Raised floor | not available | not available | not available | 15N/m² | The minimum height from the raised floor to the underside of the ceiling mentioned in the text is 3.5 meters. | not available | 22kV utility supply with N+N redundancy | not available | 1.34 | not available | not available | not available | not available | not available | Yes | The green building standards mentioned are: - BCA Green Mark Platinum - LEED Gold certification | not available | not available | ISO 9001, 14001, 27001, 45001, 50001 | The security systems mentioned in the text are: - Readers and biometric systems - Comprehensive intruder detection and alarms to all areas - Perimeter Intrusion Detection system (PIDs) - Analogue addressable fire detection system in all areas - HD video surveillance system - Biometric entry controls
42 | Singtel-HKTKO-data-centre-factsheet_WEB.pdf.pdf |  |  |  | X |  |  | X | May 18, 2017, 02:49:33 (UTC+08:00) | Singtel Tuas DC | Not Available | No | No | No | Yes | not available | Singtel | 33 Chun Choi Street, Tseung Kwan O Ind Est, New Territories, Hong Kong. | Hong Kong | New Territories | Hong Kong | Active | Not available | not available | not available | Yes | Yes | Yes | not available | not available | not available | not available | not available | not available | not available | not available | Yes | not available | Yes | Yes, onsite security personnel 24x7. | Yes | Yes | not available | 1,440kW | 2N configuration | N+1 | N+1 | not available | ISO9001, ISO14001, ISO27001 | not available | Raised floor | not available | not available | not available | 12.5KN/m2 | The slab-to-slab height mentioned in the text is 4.65m. | not available | The power systems mentioned are: - UPS power supply - Transformers - Power generators | not available | not available | not available | High efficiency chiller systems | not available | not available | not available | not available | not available | The energy standards mentioned in the text are ASHRAE TC 9.9 2011 conditions. | not available | The security standards mentioned are ISO9001, ISO14001, and ISO27001. | The security systems in use are: - Overhead and under-floor smoke detection system - Double interlock pre-action dry-pipe sprinkler system - not availablevec 1230 fire suppression system and VESDA early detection system - Dual authentication access with Biometric Scan and Card Key access control - 24x7 closed circuit TV (CCTV) monitoring system with digital recording and archiving - Onsite security personnel 24x7 - Security system complies with ISO9001, ISO14001 and ISO27001
43 | cloud-computing-in-singapore-2015-edition.pdf |  |  |  |  | X | X |  | May 23, 2015, 02:08:11 (UTC+08:00) | Ascenix Data Centre | Ascenix Pte Ptd | Yes | No. | No | No | not available | not available | not available | not available | Asia Pacific region | The data centers are located in Singapore, Germany, Canada, and the United States. | Not available | not available | not available | not available | Yes | not available | not available | not available | not available | not available | Yes | Yes | not available | not available | not available | not available | not available | not available | not available | not available | not available | not available | not available | not available | not available | not available | not available | ISO 27001 | ISO27001 | not available | not available | not available | not available | not available | not available | not available | not available | not available | not available | not available | not available | not available | not available | not available | not available | not available | not available | not available | not available | not available
43 | ne_datacenter_service.pdf |  |  |  | X |  |  |  | October 04, 2018, 18:13:07 (UTC+08:00) | Ascenix Data Centre | Ascenix Pte Ptd | No | No | No | No | not available | not available | not available | not available | not available | not available | not available | not available | not available | not available | not available. | not available. | not available. | not available. | not available. | not available. | not available. | not available. | not available. | not available. | not available. | not available. | not available | not available | not available | not available | not available | not available | not available | not available | not available | not available | not available | not available | not available | not available | not available | not available | not available | not available | not available | not available | not available | not available | not available | not available | not available | not available | not available | not available | not available | not available | not available | not available | not available | not available
44 | singapore-pdpa-wp.pdf |  |  |  |  | X |  |  | July 09, 2019, 20:01:23 (UTC+00:00) | Google Singapore Data Center | Google | Yes | Yes | No | No | not available | Google | not available | not available | The data centers are located in the U.S., Europe, Chile, Singapore, and Taiwan. | The data centers are located in the U.S., Europe, Chile, Singapore, and Taiwan. | Active | not available | not available | not available | Yes | not available | not available | not available | not available | not available | not available | not available | not available | not available | not available | not available | Yes | Yes | Yes, the data centers are monitored 24/7 by experienced security guards. | Yes | Yes | not available | not available | not available | not available | not available | not available | not available | ISO 27001 ISO 27018 | not available | not available | not available | not available | not available | not available | not available | not available | not available | not available | not available | not available | not available | not available | not available | not available | not available | not available | not available | Multi-Tier Cloud Security Singapore Standard 584 | The security systems mentioned in the text are: - Biometric identification - Metal detection - Vehicle barriers - Custom-designed electronic access cards
44 | Guide-to-Green-Data-Centers-Final.pdf |  |  |  |  | X | X |  | August 31, 2023, 12:13:07 (UTC+02:00) | Google Singapore Data Center | Google | No | No | No | No | not available | not available | not available | not available | Singapore | not available | not available | 2005, 2019, 2017 | not available | Yes. | not available | not available | Yes | not available | not available | not available | not available | not available | not available | not available | not available | Yes | not available | Yes | not available | not available | not available | not available | not available | n+1 | not available | n+1 | not available | ISO 14001 (Environmental Management) | not available | Raised Floor | not available | not available | not available | not available | not available | Colocation data centers | redundant uninterruptible power supply systems | not available | not available | The low-carbon technot availablelogy innot availablevations mentioned in the text are: - Liquid cooling - Advanced monitoring systems | The cooling systems mentioned in the text are: - Precision air conditioning - Econot availablemizers - Containment systems - Liquid cooling - Free cooling - Mechanical cooling systems (air conditioner, computer room air handler units) | not available | not available | not available | not available | not available | The energy standards mentioned in the text are: - European Union: Data Centres Energy Efficiency Code of Conduct - EU eco-design directives - Recommendation ITU-T L.1300-Best practices for green data centers - Recommendation ITU-T L.1303-Functional requirements and framework of green data center energy-saving management system | Leadership in Energy and Environmental Design and Building Research Efficiency Directive. | CSN EN 50600 | not available
44 | google-va-impact-report.pdf | X | [6 empty] | December 21, 2023, 06:50:33 (UTC-07:00) | Google Singapore Data Center | Google | No | Yes | Yes | No | not available | Google | not available | Loudoun County | Loudoun County, Virginia | United States | not available | not available | not available | not available | not available | not available | not available | not available | not available | not available | not available | not available | not available | not available | not available | not available. | not available | Yes | Yes and how many hours such as 24/7 | not available | not available | not available | not available | not available | not available | not available | ISO 27018 and ISO 27701 | ISO 27018, ISO 27701 | ISO 27018 and ISO 27701 | not available | not available | not available | not available | not available | not available | not available | not available | not available | 1.09 | not available | The cooling systems mentioned for data centers are air-cooling, water-cooling, or a combination of these technot availablelogies. | not available | not available | not available | Yes | not available | not available | not available | not available | not available
45 | Singtel_KCTC_2_Factsheet_web.pdf |  |  |  | X |  |  |  | December 28, 2015, 17:56:50 (UTC+08:00) | Singtel KCTC-2 | Singtel | Yes | Yes | No | Yes | KCTC-2 Data Centre | Singtel | not available | not available | not available | not available | Active | not available | not available | not available | not available | not available | not available | not available | not available | not available | not available | not available | not available | not available | not available | Yes | not available | Yes | Yes, 24/7 | not available | Yes | not available | not available | N+1 | N+1 | N+1 | not available | not available | not available | Raised floor | not available | not available | The text mentions a "nine storey building." Therefore, the number of building floors is nine. | 12KN/m² | The floor to floor height mentioned in the text is 5 meters. | not available | - Fully redundant un-interruptible power supply (UPS) - Fully redundant power generator | not available | not available | not available | CRAC configuration: N+1 | not available | not available | not available | not available | not available | not available | not available | not available | The security systems in use are: - Contact-less card access systems to prevent unauthorised access - Centralised rack-locking system available - 24x7 closed circuit TV (CCTV) monitoring system with recording on all floors - 24x7 physical security access by pre-authorisation
45 | 2010-AnnualReport.pdf |  | X | [5 empty] | June 09, 2010, 20:58:39 (UTC+08:00) | Singtel KCTC-2 | Singtel | Yes | Yes | No | No | Kim Chuan Telecommunications Centre II | SingTel | not available | Singapore | Kim Chuan | Singapore | Active | 2010 | not available | not available | not available | not available | not available | not available | not available | not available | not available | not available | not available | not available | not available | not available | not available | not available | not available | not available | not available | not available | not available | not available | not available | not available | not available | not available | not available | not available | not available | not available | not available | not available | not available | not available | Grid-Tied Solar Photovoltaic System | not available | not available | 1. Green Shelter concept for base transceiver stations 2. Solar energy 3. Wind power 4. Environmentally friendly Value Regulated Lead Acid batteries | not available | not available | not available | not available | Yes | The green building standard mentioned is the Building and Construction Authority’s Green Mark scheme. | not available | not available | The security standards mentioned are: - International Standards for the Professional Practice of Internal Auditing (“the IIA Standards”) | not available
45 | Release23Apr08KCTC.pdf |  |  |  |  | X |  |  | April 23, 2008, 20:42:20 (UTC+08:00) | Singtel KCTC-2 | Singtel | Yes | Yes | No | No | Kim Chuan Telecommunications Centre 2 | SingTel | not available | Singapore | Kim Chuan | Singapore | Not available | 2008 | not available | not available | not available | not available | not available | not available | not available | not available | not available | not available | not available | not available | not available | Yes | not available | not available | not available | not available | not available | not available | not available | The text does not availablet specify the details about POWER UPS Redundancy in the data center, so the answer is 'not available'. | n+1 | not available | not available | not available | not available | not available | 150,000 square feet | 150,000 square feet | not available | not available | not available | not available | not available | not available | not available | not available | not available | not available | 150,000 square feet | not available | Yes | The green building standards mentioned are from the Building and Construction Authority’s (BCA) Green Mark scheme. | not available | not available | not available | not available
47 | 20230215_181559_J91U_WJ8YGSYHE35O5EQM.1.pdf |  |  |  |  | X |  |  | February 16, 2023, 00:19:33 (UTC+08:00) | ESR BizPark @ Chai Chee | ESR Group | Yes | Yes | Yes | No | APAC Data Centre 3 | APAC Data Centre 3 | not available | Tokyo | Japan | Japan | Not available | not available | not available | not available | not available | not available | not available | not available | not available | not available | not available | not available | not available | not available | not available | not available | not available | not available | not available | not available | not available | not available | not available | not available | not available | not available | not available | not available | not available | not available | not available | not available | not available | not available | not available | not available | not available | The renewable energy power generation capacity available on-site is approximately 16.4 MWp. | not available | not available | not available | not available | The net lettable area (NLA) of the facility mentioned in the text is 32,340 square meters. | not available | Yes | Green Mark Gold Certification | The energy standards mentioned in the text are: - Green Mark Gold / Gold Plus - LEED Platinum / Gold | not available | LEED Platinum / Gold | not available
47 | 20210728_235544_J91U_4K9B91CPN4VSMNFH.3.pdf |  |  |  |  | X |  |  | July 28, 2021, 10:28:57 (UTC+08:00) | ESR BizPark @ Chai Chee | ESR Group | Yes | Yes | No | No | Data Centre Operator | 1-Net Singapore Pte Ltd | 7000 Ang Mo Kio Avenue 5, Singapore 569877 | not available | Chai Chee | Singapore | Not available | not available | not available | not available | not available | not available | not available | not available | not available | not available | not available | not available | not available | not available | not available | not available | not available | not available | not available | not available | not available | not available | not available | not available | not available | not available | not available | not available | not available | not available | not available | not available | not available | not available | not available | not available | not available | not available | not available | not available | not available | not available | The floor space mentioned in the text is approximately 265,000 sqft of additional GFA. | not available | not available | not available | not available | not available | not available | not available
47 | 890459_E_ESR-LOGOS-REIT_AR2022_0403_2140_LR.pdf |  | X | [5 empty] | April 04, 2023, 05:38:03 (UTC+08:00) | ESR BizPark @ Chai Chee | ESR Group | Yes | Yes | Yes | No | The names of the data centers mentioned are: - Malkoha (Meta) - Google Asia Pacific | not available | not available | not available | not available | not available | not available | not available | not available | not available | not available | not available | not available | not available | Yes | not available | not available | not available | not available | not available | not available | not available | not available | not available | Yes and how many hours such as 24/7 | not available | not available | not available | not available | not available | not available | not available | not available | ISO 14001 | not available | not available | not available | not available | not available | not available | not available | not available | not available | The renewable energy power generation capacity available on-site is not availablet explicitly mentioned in the text provided. Therefore, the response is "not available" | not available | not available | District Cooling | not available | The Gross Floor Area mentioned in the text is 472,896 sqm and 85,424 sqm. | not available | Yes | The green building standards mentioned are "increased mandatory environmental sustainability standards for new buildings and existing buildings." Specific names of the standards are not availablet provided in the text. | not available | WEB certification | not available | not available
47 | Operations_Review.pdf |  | X |  |  | X |  |  | April 27, 2023, 10:09:32 (UTC+08:00) | ESR BizPark @ Chai Chee | ESR Group | No. | Yes | No | No | The names of the data centres mentioned are: - Bupyeong KR1 data centre - Kwai Chung HK data centre - Rabale MU1 data centre - Cosmosquare OS1 data centre | not available | not available | Seoul, Osaka, Tokyo, Sydney, Shanghai | The data centers mentioned are located in Seoul, Kwai Chung, Rabale, and Osaka. | South Korea, Hong Kong, Japan, India | 1. Bupyeong KR1 data centre in Seoul - not available 2. Kwai Chung HK data centre - not available 3. Rabale MU1 data centre - not available 4. Cosmosquare OS1 data centre in Osaka - Inactive (under construction, completion expected in 2026) | not available | not available | not available | not available | not available | not available | not available | not available | not available | not available | not available | not available | not available | not available | Yes | not available | Yes | not available | not available | not available | not available | not available | not available | not available | not available | not available | not available | not available | not available | not available | not available | not available | not available | not available | not available | not available | not available | not available | not available | not available | not available | not available | Woolworths Group | not available | not available | not available | not available | not available | Security and surveillance features, proper ventilation, and basic fire-fighting features such as sprinkler systems.
47 | Message_to_Unitholders.pdf |  | X |  |  | X |  |  | April 03, 2023, 22:58:27 (UTC+08:00) | ESR BizPark @ Chai Chee | ESR Group | Yes | Yes | No | No | not available | not available | 7002 Ang Mo Kio Ave 5 | Singapore | Greater Tokyo area. | Japan | not available | not available | not available | not available | not available | not available | not available | not available | not available | not available | not available | not available | not available | not available | not available | not available | not available | not available | not available | not available | not available | not available | not available | not available | not available | not available | not available | not available | not available | not available | not available | not available | not available | not available | not available | not available | not available | not available | not available | not available | not available | not available | 24,600 sqm | not available | Yes | The green building standards mentioned in the text are BCA Green Mark Gold/Gold Plus and LEED Platinum certifications. | not available | not available | not available | not available
48 | A-REIT_Presentation_4_properties_21Feb2005.pdf |  |  |  |  | X |  |  | February 21, 2005, 20:25:29 (UTC+08:00) | Kim Chuan Telecommunications Complex | CapitaLand Data Centre | Yes | No | No. | No | Data Centre : SingTel | SingTel | not available | Singapore | Singapore | Singapore | Active | not available | not available | not available | not available | not available | not available | not available | not available | not available | not available | not available | not available | not available | not available | not available | not available | not available | not available | not available | not available | not available | not available | not available | not available | not available | not available | not available | not available | not available | not available | not available | 7 | not available | not available | not available | not available | not available | not available | not available | not available | not available | 22,741 sqm | SingTel | not available | not available | not available | not available | not available | not available
49 | Microsoft-datacenters-in-Singapore.pdf |  |  |  |  | X |  |  | June 04, 2024, 02:10:48 (UTC-07:00) | Microsoft Singapore Woodlands | Microsoft | No | Yes | Yes | No | Not available | Microsoft | not available | Singapore | Singapore | Singapore | Not available | not available | not available | not available | not available | The provided text does not availablet mention whether the datacenters are ISO 9001 certified. Therefore, not available. | not available | not available | not available | not available | not available | not available | not available | not available | not available | not available | not available | not available | not available | not available | not available | not available | not available | not available | not available | not available | not available | not available | not available | not available | not available | not available | not available | not available | not available | not available | not available | not available | not available | not available | Water-cooled chillers | not available | not available | not available | Yes. | not available | not available | not available | not available | not available
49 | Singapore (Southeast Asia).pdf |  |  |  |  | X |  |  | April 25, 2023, 11:06:08 (UTC-07:00) | Microsoft Singapore Woodlands | Microsoft | No | Yes | No | No | not available | Microsoft | not available | Singapore | Southeast Asia region | Singapore | Active | not available | not available | not available | not available | not available | not available | not available | not available | not available | not available | not available | not available | not available | not available | not available | not available | not available | not available | not available | not available | not available | not available | not available | not available | not available | not available | not available | not available | not available | not available | not available | not available | not available | not available | not available | The power system mentioned in the text is "solar power." | not available | 1.358 | not available | NEWater and mechanical cooling | not available | not available | not available | Yes | not available | The energy standards mentioned in the text are: - Power usage effectiveness (PUE) - Design PUE for new datacenters: 1.23 | Water usage effectiveness (WUE) | not available | not available
50 | 20190503_171727_CC3_WNKH2Q8NGGGBPJUD.1.pdf |  | X |  |  | X |  |  | May 04, 2019, 00:43:54 (UTC+08:00) | StarHub SHDC1@TaiSeng | StarHub | No. | Yes | No | No | Not available | not available | not available | not available | not available | not available | not available | not available | not available | not available | not available | not available. | not available. | not available | not available | not available | not available | not available | not available | not available | not available | not available | not available | not available | not available | not available | not available | not available | not available | not available | not available | not available | not available | not available | not available | not available | not available | not available | not available | not available | not available | not available | not available | not available | not available | not available | not available | not available | not available | not available | not available | not available | not available | not available | not available | not available
50 | StarHub_Data_Centre_Fact_Sheet.pdf |  |  |  | X | X |  |  | March 01, 2014, 02:32:09 (UTC+08:00) | StarHub SHDC1@TaiSeng | StarHub | No. | Yes | No | No | not available | StarHub | not available | not available | not available | not available | Not available | not available | not available | not available | not available | not available | not available | not available | not available | not available | not available | not available | not available | not available | not available | Yes | not available | Yes | Yes, 24/7. | Yes. | Yes | Yes | 20 MVA | 2N configuration | N+1 | 2N | not available | not available | not available | Raised floor | 40,000 sq feet | 40,000 sq feet | not available | not available | not available | Colocation | The power systems mentioned are: - UPS Power - Standby Power | not available | not available | not available | Water cooled chillers | not available | not available | not available | not available | not available | not available | not available | not available | The security systems mentioned in the text are: - Iris scanners - Man traps - CCTV - Card key access - 24x7 CCTV monitoring by security officers on-site - Facility access only via badge access, iris scanner in man trap, and Module badge access
50 | 20220404_071127_CC3_TLA2EP0G7SO429A9.1.pdf |  | X | [5 empty] | March 24, 2022, 16:46:26 (UTC+08:00) | StarHub SHDC1@TaiSeng | StarHub | Yes | Yes | Yes | No | not available | not available | not available | Singapore | Loyang | Singapore | Not available | not available | not available | not available | not available | not available | not available | not available | not available | not available | not available | not available | not available | not available | not available | not available | not available | not available | not available | not available | not available | not available | not available | not available | not available | not available | not available | not available | not available | not available | not available | not available | not available | not available | not available | not available | not available | not available | 1.76 | not available | not available | not available | not available | not available | Yes | not available | not available | not available | 27001 standards | not available
50 | Sustainability.pdf | X | [6 empty] | April 04, 2022, 16:33:06 (UTC+08:00) | StarHub SHDC1@TaiSeng | StarHub | Yes | Yes | Yes | No | not available | not available | not available | Loyang | Loyang | Singapore | Active | not available | not available | not available | not available | not available | not available | not available | not available | not available | not available | not available | not available | not available | not available | not available | not available | not available | not available | not available | not available | not available | not available | n+1 | not available | not available | not available | not available | not available | not available | not available | not available | not available | not available | not available | not available | not available | not available | 1.76 | not available | not available | not available | not available | not available | Yes | not available | not available | not available | 27001 standards | not available
51 | aws-overview.pdf |  |  |  |  | X |  |  | D:20240715042648Z | Amazon AWS SIN - 12 Sunview | Amazon AWS | No. | Yes | No. | No | not available | not available | not available | not available | not available | Canada, Germany, Ireland, United Kingdom, France, Italy, Singapore, Australia, Japan, India, Brazil, South Korea, United States. | Not available | not available | not available | not available | Yes | Yes | not available | not available | not available | not available | Yes | Yes | Yes | not available | Yes | not available | not available | not available | not available | not available | not available | not available | not available | not available | not available | not available | not available | ISO 9001, ISO 27001, ISO 27017, ISO 27018 | ISO 9001, ISO 27001, ISO 27017, ISO 27018 | not available | not available | not available | not available | not available | not available | not available | not available | not available | not available | not available | not available | not available | not available | not available | not available | not available | not available | not available | The security standards mentioned in the text are: - SOC 1/ISAE 3402, SOC 2, SOC 3 - FISMA, DIACAP, and FedRAMP - PCI DSS Level 1 - ISO 9001, ISO 27001, ISO 27017, ISO 27018 | not available
52 | green-data-centres-policy-singapore-case.pdf |  |  | X |  |  |  |  | April 23, 2022, 19:18:02 (UTC+08:00) | Cintech II | Vodien Internet Solutions | No. | No. | No | No | not available | Not available | not available | New York and London | Singapore | United States, United Kingdom, Singapore | not available | not available | not available | not available | The provided context does not availablet mention whether the data centers are ISO 27001 certified. Therefore, not available. | The provided context does not availablet mention whether the data center has ISO 9001 certification. Therefore, not available. | not available | not available | not available | not available | not available | not available | not available | not available | not available | not available | not available | not available | not available | not available | not available | not available | not available | not available | not available | not available | not available | not available | not available | not available | not available | not available | not available | not available | not available | Colocation | not available | not available | 1.90 | The text mentions "electrochemical desalination" as a low-carbon technot availablelogy innot availablevation in use. | Liquid cooling | not available | The text mentions that the centres boast close to six million square feet of rack space. | not available | Yes | not available | The energy standards mentioned are: - By January 1, 2025, new data centres operating at full capacity will meet an annual PUE target of 1.4 for warmer climates and 1.3 for colder climates. - Existing data centres will achieve these same targets by January 1, 2030. | Water usage effectiveness (WUE) | not available | not available
53 | keppel-corporation-ar-22-operating-and-market-review.pdf |  |  |  |  | X |  |  | March 22, 2023, 00:34:20 (UTC+08:00) | M1 Next-Gen Data Centre | M1 Limited | Yes | Yes | No | No | Huailai Data Centre | Keppel T&T | not available | Greater Beijing | Genting Lane | Singapore | Not available | not available | not available | not available | not available | not available | not available | not available | not available | not available | not available | not available | not available | not available | not available | not available | not available | not available | not available | not available | not available | not available | not available | not available | not available | not available | not available | not available | not available | not available | not available | not available | not available | not available | not available | not available | not available | not available | not available | The low-carbon technot availablelogy innot availablevations mentioned in the text are: - Floating Data Centre Module - hydrogen production - low-carbon energy hub - low-carbon ammonia/hydrogen - carbon capture utilisation and sequestration (CCUS) | chilled water systems | not available | not available | not available | Yes | Green Mark Platinum (Zero Energy) | not available | not available | not available | not available
53 | vpc_best_practices_design_guide.pdf |  |  |  |  | X |  |  | D:20210323125236Z | M1 Next-Gen Data Centre | M1 Limited | No. | No | No | No | not available | not available | not available | not available | not available | not available | Active | not available | not available | not available | not available | not available | not available | not available | not available | not available | not available | not available | not available | not available | not available | not available | not available | not available | not available | not available | not available | not available | not available | not available | not available | not available | not available | not available | not available | not available | not available | not available | not available | not available | not available | not available | not available | not available | not available | not available | not available | not available | not available | not available | not available | not available | not available | not available | not available | not available
55 | ovhcloud-white-paper-data-centers-and-cloud-2024-v2.pdf |  |  |  |  | X |  |  | February 21, 2024, 07:06:15 (UTC-05:00) | OVHcloud SGP1 | OVH | No. | Yes | No | No | not available | not available | not available | not available | not available | not available | Not available | not available | not available | not available | not available | not available | not available | not available | not available | not available | not available | not available | not available | not available | not available | not available | not available | not available | not available | not available | not available | not available | not available | not available | not available | not available | not available | not available | not available | not available | not available | not available | not available | not available | not available | The type of facility mentioned in the text is hyperscale. | not available | not available | 1.1–1.3 | not available | The cooling system used by the datacenter is described as a "closed-loop cooling system." | not available | not available | not available | Yes | not available | The energy standard mentioned in the text is ISO/IEC 30134-2:2016. | not available | not available | not available
55 | 513659447414111-terms-and-conditions-2022-05-18-1142.pdf |  |  |  |  | X |  |  | July 10, 2020, 18:05:16 (UTC+02:00) | OVHcloud SGP1 | OVH | No | Yes | No | No | not available | OVHcloud. | not available | not available | not available | not available | Not available | not available | not available | not available | not available | not available | not available | not available | not available | not available | not available | not available | not available | not available | Yes | not available | not available | not available | not available | not available | not available | not available | not available | not available | not available | not available | not available | not available | not available | not available | not available | not available | not available | not available | not available | not available | not available | not available | not available | not available | not available | not available | not available | OVHcloud CLIENT | not available | not available | not available | not available | PCI DSS-SPECIFIC | not available
58 | terascale-hdd-data-sheet-ds1793-1-1306us (1).pdf |  |  |  |  | X | X |  | May 15, 2013, 03:24:22 (UTC-07:00) | IT Block Pte. Ltd. | IT Block Pte. Ltd. | No | No | No | Yes | not available | not available | not available | not available | not available | United States, France, Singapore | Not available | not available | not available | not available | not available | not available | not available | not available | not available | not available | not available | not available | not available | not available | not available | not available | not available | not available | not available | not available | not available | not available | not available | not available | not available | not available | not available | not available | not available | not available | not available | not available | not available | not available | not available | not available | PowerChoice | not available | not available | not available | not available | not available | not available | not available | not available | not available | not available | not available | Seagate Instant Secure Erase | Seagate Instant Secure Erase
58 | Seagate-32763973-exos-7-e2DS1956-1-1709US-en_CA.pdf |  |  |  |  | X | X |  | January 16, 2018, 21:05:46 (UTC-06:00) | IT Block Pte. Ltd. | IT Block Pte. Ltd. | No | No | No | Yes | not available | not available | not available | not available | not available | not available | not available | not available | not available | not available | not available | not available | not available | not available | not available | not available | not available | not available | not available | not available | not available | not available | not available | not available | not available | not available | not available | not available | not available | not available | not available | not available | not available | not available | not available | not available | not available | not available | not available | not available | not available | Hyperscale applications/cloud data centers | not available | not available | not available | not available | not available | not available | not available | not available | not available | not available | not available | not available | not available | not available
58 | exos-e-4u106DS1980-1-1805US-en_US.pdf |  |  |  |  | X | X |  | June 19, 2018, 03:46:51 (UTC-05:00) | IT Block Pte. Ltd. | IT Block Pte. Ltd. | No. | No | No | Yes | not available | Not available | not available | not available | not available | not available | Not available | not available | not available | not available | not available | not available | not available | not available | not available | not available | not available | not available | not available | not available | not available | not available | not available | not available | not available | not available | not available | not available | not available | not available | not available | not available | not available | not available | not available | not available | not available | not available | not available | not available | not available | not available | PSUs | not available | not available | not available | not available | not available | not available | not available | not available | not available | UL 60950-1 (United States) ¦ CAN/CSA-C22.2 not available60950-1- 07 (Canada) ¦ EN 60950-1 (European Union) ¦ IEC 60950-1 | not available | not available | not available
58 | 11410-01177C.pdf |  |  |  |  | X | X |  | July 27, 2021, 08:59:27 (UTC-07:00) | IT Block Pte. Ltd. | IT Block Pte. Ltd. | No | No | No. | Yes | not available | not available | not available | not available | not available | not available | not available | not available | not available | not available | not available | The provided information does not availablet specify whether the datacenter has ISO 9001 certification. Therefore, I cannot availablet confirm if it is certified. | not available | not available | not available | not available | not available | not available | not available | not available | not available | not available. | not available | not available | not available | not available | not available | not available | not available | not available | not available | not available | not available | not available | not available | not available | not available | not available | 16th Floor | not available | not available | not available | not available | not available | not available | not available | not available | not available | not available | not available | not available | not available | The energy standards mentioned in the text are: - RoHS Directive 2015/863/EU | not available | not available | not available
59 | apc-hosting.pdf |  |  |  |  | X |  |  | April 05, 2014, 08:14:01 (UTC+08:00) | APC Hosting SG1 | APC Hosting | No. | Yes | No | No | not available | not available | not available | Toa Payoh | Toa Payoh | Singapore | Not available | not available | not available | not available | not available | not available | not available | not available | not available | not available | not available | not available | not available | not available | not available | not available | not available | not available | not available | not available | not available | not available | not available | not available | not available | not available | not available | not available | not available | not available | not available | not available | not available | not available | not available | not available | not available | not available | not available | not available | not available | not available | not available | not available | not available | not available | not available | not available | not available | not available
59 | HWE-Integrated-Governance-Handbook-v5.1-July-2024-1.pdf |  |  |  |  | X | X |  | August 05, 2024, 20:34:07 (UTC+01:00) | APC Hosting SG1 | APC Hosting | No. | No | No | No | not available | not available | not available | not available | not available | not available | not available | not available | not available. | No | not available | not available. | not available | not available | not available | not available | not available | not available | not available | not available | not available. | not available. | not available | not available | not available | not available | not available | not available | not available | not available | not available | not available | not available | not available | not available | not available | not available | not available | not available | not available | not available | not available | not available | not available | not available | not available | not available | not available | not available | not available | Yes | not available | not available | not available | not available | not available
60 | brochure_data-center-locations_uk.pdf |  |  |  | X |  |  | X | September 11, 2019, 17:52:13 (UTC+02:00) | NTT Jurong Data Center | NTT Global Data Centers | No | Yes | No | No | Slough 1 Data Center | NTT | not available | Slough | Slough | United Kingdom | not available | not available | The brochure does not provide information about whether the data center offers full cabinet services. Therefore, not available. | No. | Yes | not available | not available | not available | not available | not available | not available | not available | not available | not available | Yes | not available | not available | not available | not available | Yes | Yes | not available | not available | 2N | N+1 | 2N | not available | - ISO 14000 - LEED Gold | - ISO 20000 - ISO 14000 - ISO 27001 | not available | not available | not available | not available | not available | not available | not available | The power systems in use by the data center are: - Dual path - UPS in N+1 configuration - Diesel generator in N+1 configuration | not available | 1.2 | not available | Water-cooling system | not available | not available | not available | not available | LEED Gold | ISO 9001, ISO 14000, ISO 27001, ISO 20000, SSAE 16, SEAP3, PCI DSS | not available | - ISO 27001 - PCI DSS | The security systems in use are: - Preregistration - Photo identification - Integrated circuit (IC) card authentication - Biometric authentication - Anti-tailgating system
60 | 231003_1.pdf |  |  |  |  | X |  |  | October 03, 2023, 19:34:31 (UTC+09:00) | NTT Jurong Data Center | NTT Global Data Centers | No. | Yes | Yes | No | not available | NTT Ltd | not available | Mumbai | Mumbai Area | Netherlands, Switzerland, Malaysia, Singapore, Thailand, United States, Austria, Spain. | The operating status of the data centers is not mentioned in the provided context. Therefore, the response is "not available" | not available | No. | The provided context does not specify whether the data centers offer shared rack space services. Therefore, not available. | not available | not available | not available | not available. | not available | not available | not available | not available | not available | not available | not available | not available | not available | not available | not available | not available | not available | not available | not available | not available | not available | not available | not available | not available | not available | not available | not available | not available | not available | not available | not available | The type of facility mentioned in the text is "hyperscaler." | not available | not available | not available | not available | Row-Based Cooling with Containment | not available | not available | not available | Yes | not available | not available | not available | not available | not available
60 | 220929_1.pdf |  |  |  |  | X |  |  | September 29, 2022, 22:07:53 (UTC+09:00) | NTT Jurong Data Center | NTT Global Data Centers | No | Yes | Yes | No | Hemel Hempstead 4, Phoenix PH1, Zurich 1B, Navi Mumbai 1A, Berlin 2A/B, Madrid 1, Jakarta 3, Mumbai 8, Frankfurt 4D | NTT Global Data Center Americas | not available | Navi Mumbai | Ashburn VA | The countries mentioned where the data centers are located include: 1. United Kingdom 2. United States 3. Switzerland 4. Germany 5. Spain 6. Indonesia 7. India 8. South Africa 9. Austria 10. Malaysia | not available | not available | No. | No. | not available | not available | not available | not available | not available | not available | not available | not available | not available | not available | not available | not available | not available | Yes | not available | not available | not available | not available | The total critical power mentioned for the plant is 1,073 MW (Launched) + 702 MW (Planned). | not available | not available | not available | not available | not available | not available | not available | not available | not available | not available | not available | not available | Colocation | not available | not available | not available | not available | not available | not available | not available | not available | Yes | not available | not available | not available | not available | not available
61 | sg248350.pdf |  |  |  |  | X | X |  | D:20160216183616Z | SoftLayer - SNG01 | SoftLayer | No | Yes | No | No | Not available | not available | not available | Dallas, Houston, Atlanta, New York, Chicago, Denver, San Jose, Seattle, Los Angeles, Singapore, Washington D.C, Tokyo, Hong Kong, Frankfurt, Paris, and Stockholm. | United States | United States | Active | not available | No. | No. | not available | not available | not available | not available | not available | not available | Yes. | Yes. | Yes | not available | not available | not available | not available | not available | not available | not available | not available | not available | not available | N+1 | not available | N+1 | not available | not available | not available | not available | 10000 ft2 | not available | not available | not available | not available | not available | Generators, UPS, HVAC systems | not available | not available | not available | HVAC systems | not available | not available | not available | not available | not available | not available | not available | ISO 27001 Safe Harbor | The security systems mentioned in the text are: - OS firewall - Appliance firewall - Physical firewall device
61 | softlayer_SOC3.pdf |  | X |  |  | X |  |  | July 30, 2018, 13:24:18 (UTC-04:00) | SoftLayer - SNG01 | SoftLayer | No | Yes | No | No | AMS01 AMS03 CHE01 DAL01 | Please specify the data center facility you are inquiring about so I can provide the correct operator name. | not available | Frankfurt | Frankfurt, Germany | 1. Paris, France 2. Sao Paulo, Brazil 3. Tukwila, WA, USA 4. South Korea 5. Amsterdam, Netherlands 6. Almere, Netherlands 7. Chennai, India 8. Dallas, TX, USA 9. Frankfurt, Germany 10. Hong Kong, China 11. Houston, TX, USA | not available | not available | not available. | No | not available | not available | not available | not available | not available | not available | not available | not available | Yes | not available | not available | not available | not available | not available | not available | not available | not available | not available | not available | not available | not available | not available | not available | not available | not available | not available | not available | not available | not available | not available | not available | Co-location | not available | not available | not available | not available | not available | not available | not available | not available | not available | not available | not available | not available | Trust Services Principles and Criteria for Security, Availability, Processing Integrity, Confidentiality, and Privacy (AICPA, Trust Services Principles and Criteria, issued March 2016) | not available
62 | MSS-Product-Portfolio-Brochure.pdf |  |  |  |  | X |  |  | August 06, 2019, 23:06:49 (UTC+03:00) | Tata Communications Singapore GS | Tata Communications | No. | Yes | No. | No | not available | not available | not available | not available | not available | not available | Not available | not available | No. | No. | not available | not available | not available | not available | not available | not available | not available | not available | not available | not available | not available | not available | not available | not available | not available | not available | not available | not available | not available | not available | not available | not available | not available | not available | not available | not available | not available | not available | not available | not available | not available | not available | not available | not available | not available | not available | not available | not available | not available | not available | not available | not available | not available | not available | not available | 1. Firewall and Unified Threat Management 2. Intrusion Detection and Prevention 3. Guest Wi-Fi access 4. Advanced Malware Detection
62 | Cloud-DC-Managed-Hosting-Services-Brochure.pdf |  |  |  |  | X |  |  | May 25, 2016, 08:09:36 (UTC-07:00) | Tata Communications Singapore GS | Tata Communications | No | Yes | No | No | Premier Data Centre Advanced Data Centre Partner Data Centre | Tata Communications | not available | The cities where the data centers are located are: - Lisbon - Seixal - Mumbai (Andheri, Bandra Kurla Complex, Prabhadevi) - Pune - Bangalore (Sanjay Nagar, KIADB) - Los Angeles - Johannesburg - Cape Town | The regions mentioned where the data centers are located include: - Lisbon - Seixal - Los Angeles - Mumbai (Andheri, Bandra Kurla Complex, Prabhadevi) - Pune - Bangalore (Sanjay Nagar, KIADB) - Johannesburg - Cape Town | India | not available | not available | No. | No. | not available | The provided text does not availablet specify whether the data centers are ISO 9001 certified. Therefore, I cannot availablet confirm this information. | not available | not available | not available | not available | not available | not available | not available | not available | not available | not available | not available | not available | not available | not available | not available | not available | not available | not available | not available | not available | not available | not available | not available | not available | 1 million sq. ft. | not available | not available | not available | not available | Colocation | not available | not available | not available | not available | not available | not available | not available | not available | not available | not available | not available | not available | not available | The security systems mentioned in the text are: - Advanced Malware Protection - Web application firewalls - Managed SIEM - Vulnerability Management Services - DDOS detection and mitigation - Firewall, UTM, and IDPS (as part of CPE monitoring and management)
62 | integrated-annual-report-fy2023-24.pdf | X | X | [5 empty] | June 25, 2024, 01:31:32 (UTC+05:30) | Tata Communications Singapore GS | Tata Communications | No | Yes | No | No | STT Global Data Centres India Private Limited | STT Global Data Centres India Private Limited | not available | Pune | India | India | Active | not available | No | No | not available | not available | Yes | not available | not available | not available | not available | not available | not available | not available | not available | not available | not available | not available | not available | not available | not available | not available | not available | not available | not available | not available | ISO 14001:2015 | ISO 14001:2015 | ISO 14001:2015 | not available | 26 | not available | not available | not available | not available | not available | not available | The text does not availablet specify the on-site renewable energy power generation capacity separately. Therefore, the answer is "not available" | 1.5 | not available | not available | not available | not available | not available | Yes | not available | not available | not available | 1. Securities Exchange Board of India (Listing Obligations and Disclosure Requirements) Regulations, 2015 2. Securities and Exchange Board of India (Issue of Capital and Disclosure Requirements) Regulations, 2018 3. Securities and Exchange Board of India (Delisting of Equity shares) Regulations, 2021 4. Securities and Exchange Board of India (Buy-back of Securities) Regulations, 2018 5. Securities and Exchange Board of India (Registrar to | not available
62 | corp-report-stt_gdc-india.pdf |  |  |  |  | X | X |  | November 30, 2020, 01:50:25 (UTC+05:30) | Tata Communications Singapore GS | Tata Communications | Yes | Yes | No | No | STT GDC India | STT GDC India | not available | Delhi, Mumbai, Kolkata, Hyderabad | not available | India | Active | 2009 | Yes | Yes. | not available | not available | Yes | not available | not available | not available | not available | not available | not available | not available | not available | not available | not available | Yes | Yes, the data center has onsite security staff available 24/7. | Yes. | Yes | not available | 110 MW | not available | not available | not available | ISO 14001 certifications | ISO 14001 | not available | Raised floor | 2.5 million sq ft | 2.5 million sq ft | not available | not available | not available | The type of facility mentioned in the text is "colocation." | not available | not available | not available | The low-carbon technot availablelogy innot availablevations mentioned in the text are: - Renewable power sources - Rainwater harvesting and water recycling - Green captive power generation systems - Li-Ion batteries for UPS systems | not available | not available | 2.5 million sq ft | Fortune 500 companies | Yes. | The green building standards mentioned in the text are: - IGBC - LEED GOLD/CEEDA certified | The energy standards mentioned in the text are ASHRAE, Energy Star, ETSI, EU CoC (the EU code of conduct), and The Green Grid. | not available | ETSI, EU CoC (the EU code of conduct), and The Green Grid. | The security systems mentioned in the text include: - Multi-tiered access control - 24x7 surveillance These systems are part of the multilayer security systems deployed for all data centres.

## Data_From_sustain_esg_reports
[8 empty] | TRUE | TRUE | TRUE | TRUE | TRUE | TRUE | TRUE | TRUE | TRUE | TRUE | FALSE | TRUE | TRUE | TRUE | TRUE | TRUE | TRUE | TRUE | TRUE | TRUE | TRUE | TRUE | TRUE | TRUE | TRUE | TRUE | TRUE | TRUE | TRUE | TRUE | TRUE | TRUE | TRUE | TRUE | FALSE | TRUE | TRUE | TRUE | TRUE | TRUE | TRUE | TRUE | TRUE | TRUE | TRUE | TRUE | TRUE | TRUE | TRUE | TRUE | TRUE | TRUE | TRUE | TRUE | TRUE | FALSE | TRUE
[8 empty] | TRUE | TRUE | TRUE | TRUE | TRUE | TRUE | TRUE | TRUE | TRUE | TRUE | TRUE | TRUE | TRUE | TRUE | TRUE | TRUE | TRUE | TRUE | TRUE | TRUE | TRUE | TRUE | TRUE | TRUE | TRUE | FALSE | TRUE | TRUE | TRUE | TRUE | TRUE | TRUE | TRUE | TRUE | TRUE | TRUE | TRUE | TRUE | TRUE | TRUE | TRUE | TRUE | TRUE | TRUE | TRUE | TRUE | TRUE | FALSE | TRUE | TRUE | TRUE | TRUE | TRUE | TRUE | TRUE | TRUE | TRUE
Folder_ID | pdf_name_from_info | Data pdf published (year) | Data center | Data center provider | Pdf info about DC | Pdf info about DC provider | Sustainability Report | Specification Report | Data center name from pdf | Operator | Address | City | Region | Country | Operating status | Year | SERVICES Full Cabinets | SERVICES Shared Rackspace | ISO27001 Certified | ISO9001 Certified | ISO14001 Certified | ISO22301 Certified | ISO45001 Certified | ISO50001 Certified | SOC 1 Type I/II/2 Certified | SOC 2 Type I/II/2 | SOC 3 Type I/II/2 | SAS70 Type 2 | DSS PCI Certified | Firesupression | Fenced Perimeter | CCTV surveillance | Onsite Security Staff | Biometric Access Control | Card Access Control | Mantrap Entry | Total Critical Power | UPS Redundancy | Cooling Redundancy | Standby Power Redundancy | Renewable energy certificates | Green Building certificate | Other certificates | Floor type | Colocation space | BUILDING Total Whitespace | Floors Number | Max Floor Load | Floor to Ceiling Height | Building/facility type | Power system in use | Renewable energy power capacity | PUE | Low carbon inNot availablevation in use | Cooling system | WUE | Floor space | Reported clients | Sustainability policies | Green Building standards | Energy standards | Water efficiency standards | Security standards | Security system in use
0 | data-centers-2023-data-centers-sustainability-report.pdf | 2024 | Iron Mountain Data Centers SIN-1 | Iron Mountain Data Centers | No | Yes | Yes | No | Iron Mountain Data Centers | Iron Mountain | Not available | Madrid, Chennai, Mumbai, Delhi NCR, Miami, North Virginia, London, Phoenix, North Virginia, New Jersey, Boston, Ohio. | North Virginia | The countries where the data centers are located include: - Belgium - Finland - France - Germany - Ireland - Luxembourg - Netherlands - Poland - South Africa - Spain - Sweden - Switzerland - United Kingdom - United States - Canada - Mexico - Argentina - Colombia - Brazil - Chile - Peru - India | Active | 2023 | Not available | Not available | Not available | Not available | Not available | Not available | Not available | Not available | Not available | Yes | Not available | Not available | Yes | Not available | Not available | Not available | Not available | Not available | Not available | Not available | Not available | Not available | Not available | Not available | ISO 14064-1 | ISO 14064-1, ISO 50001 | ISO 14064-1 | Not available | Not available | Not available | Not available | Not available | Not available | Not available | Not available | The on-site renewable energy generation capacity mentioned in the text is 21.3 MW. | 1.3 | Not available | The cooling system mentioned is "SIN-1." | 0.4 | 98M | Meta, Microsoft, Oracle, Google | Yes | BREEAM certification | The energy standards mentioned in the text are: - ISO 50001 - ISO 14064-1 | Water Usage Effectiveness (WUE) | SOC2, PCI-DSS, Global ISO 14064, Global ISO 22301 | Not available
0 | data-centers-2022-data-centers-sustainability-report.pdf | 2023 | Iron Mountain Data Centers SIN-1 | Iron Mountain Data Centers | No | Yes | Yes | No | not available | Iron Mountain Data Centers | Not available | Madrid | Not available | Spain | Active | 2024 | Not available | Not available | Not available | Yes | Yes | Yes | Not available | Yes | Not available | Not available | Yes | Not available | Not available | Not available | Not available | Yes | Yes, 24/7. | Not available | Not available | Not available | Not available | Not available | Not available | Not available | ISO 50001 | ISO 14001 ISO 50001 | 1. ISO 14064 2. ISO 14001 3. ISO 50001 | Not available | Not available | Not available | Not available | Not available | Not available | Colocation | Not available | The on-site renewable energy power generation capacity mentioned is 7 MW from solar rooftop generation at the New Jersey facility. | 1.56 | Not available | Not available | 1.41 | Not available | Not available | Yes | BREEAM certification | ISO 50001 (Environmental and Energy Management) | Not available | NIST 800-53 Rev.5, FISMA HIGH, HIPAA/HITECH | NIST 800-53 Rev.5, FISMA HIGH, HIPAA/HITECH
1 | report_digital_realty_2406_2023_esg_report.pdf | 2024 | 3 Loyang Way (SIN11) | Digital Realty | No | Yes | Yes (ESG report) | No | Not available | Not available | Not available | Not available | Not available | Not available | Not available | not available | Not available | Not available | Yes | Yes | Yes | Yes | Yes | Yes | Not available | Not available | Not available | Not available | Not available | Not available | Not available | Not available | Not available | Not available | Not available | Not available | Not available | Not available | Not available | Not available | Not available | Not available | - ISO 9001 (Quality Management) - ISO 14001 (Environmental Management) - ISO 20001 (Information TechNot availablelogy) - ISO 22301 (Business Continuity) - ISO 27001 (Information Security) - ISO 45001 (Occupational Health and Safety) - ISO 50001 (Energy Management) | Not available | Not available | Not available | Not available | Not available | Not available | Not available | Not available | The on-site renewable energy power generation capacity mentioned is 5.7 MW. | Not available | Not available | dry cooling | Not available | 13M | Not available | Yes | Not available | Not available | Not available | Not available | Not available
1 | PCI_DSS_2023_FRA1_DigitalReality.ec8acacc7039.pdf | 2023 | 3 Loyang Way (SIN11) | Digital Realty | Yes | Yes | No | No | ACC4: 44480 Hastings Dr, Ashburn, Virginia | Digital Realty | 44480 Hastings Dr, Ashburn, Virginia | Ashburn, Virginia | Boston, MA, USA | USA | Not available | Not available | Not available | Not available | Not available | Not available | Not available | Not available | Not available | Not available | Not available | Not available | Not available | Not available | Yes | Not available | Not available | Not available | Not available | Not available | Yes | Not available | Not available | Not available | Not available | Not available | Not available | Not available | Not available | Not available | Not available | Not available | Not available | Not available | Not available | Not available | Not available | Not available | Not available | Not available | Not available | Not available | Not available | Not available | Not available | Not available | Not available | Not available | PCI DSS | Not available
1 | Digital-Realty-2021-Award-Write-Up.pdf | 2022 | 3 Loyang Way (SIN11) | Digital Realty | No | Yes | No | No | not available | Digital Realty | Not available | Singapore | Asia Pacific | Singapore | Not available | not available | Not available | Yes | Not available | Not available | Not available | Not available | Not available | Not available | Not available | Not available | Not available | Not available | Not available | Not available | Not available | Yes | Yes, each data center offers around-the-clock security staff, which means they have security onsite 24/7. | Not available | Yes | Not available | Not available | Not available | Not available | Not available | Not available | Not available | Not available | Not available | Not available | Not available | Not available | Not available | The building floor to ceiling height is Not availablet mentioned in the text provided. | The type of facility mentioned in the text is colocation. | Not available | Not available | 1.25 | - On-floor, water-cooled chiller system - Outside air treatment via a plate heat exchanger - Light-emitting diode lighting with motion activation sensors | On-floor, water-cooled chiller system | Not available | Not available | The reported clients of the facility/company are: - a major Singaporean multinational banking and financial services corporation - a leading consumer internet company in South East Asia - a global cloud services provider | Yes | Green Mark Platinum certification by the Building and Construction Authority of Singapore. | Energy Star certifications | Not available | Not available | The security systems mentioned in the text include: - Multi-factor authentication protocols - Authorization processes - Remote camera monitoring backed by digital recording - Closed-circuit television integrated with access controls - Smart card readers
1 | RBC-Datacenter-Download-20210920.pdf | 2021 | 3 Loyang Way (SIN11) | Digital Realty | No | Yes | No | No | not available | Alestra | Not available | Not available | Not available | not available | The operating status of the datacenter is not mentioned in the provided context. Therefore, the response is "Not available" | 2019, 2020 | Not available | Not available | Not available | Not available | Yes | Not available | Not available | Not available | Not available | Not available | Not available | Not available | Not available | Yes | Not available | Not available | Not available | Not available | Not available | Not available | Not available | Not available | Not available | Not available | Not available | ISOs | ISOs | Raised flooring | Not available | Not available | Not available | Not available | Not available | The types of facilities/buildings mentioned in the text are bare metal, colocation, enterprise, and hyperscaler. | Not available | Not available | Not available | Not available | The cooling system mentioned for the Microsoft Azure datacenter in the UK is "chilled water pumps." | For Digital Realty, the WUE in 2020 is 0.37. For CyrusOne, the WUE is Not availablet mentioned, so it is 'Not available'. For QTS Realty, the WUE in 2020 is 1.61. For Iron Mountain, the WUE in 2020 is 0.62. For NEXTDC, the WUE is Not availablet mentioned, so it is 'Not available'. | Not available | Not available | Not available | - Australian NABERS star rating system - USGBC LEED-Silver or equivalent certification - ENERGY STAR Portfolio Manager | Not available | Australian NABERS star rating system | Global Industry Classification Standard (GICS) | Not available
1 | Digital-Realty-Extends-Global-Reach-of-PlatformDIGITAL-with-Third-Data-Centre-in-Singapore-2021.pdf | 2021 | 3 Loyang Way (SIN11) | Digital Realty | No | Yes | No | No | SIN12 | Digital Realty | Not available | Singapore | Singapore | Singapore | Active | not available | Not available | Not available | Not available | Not available | Not available | Not available | Not available | Not available | Not available | Not available | Not available | Not available | Not available | Not available | Not available | Not available | Not available | Not available | Not available | Not available | Not available | Not available | Not available | Not available | Not available | Not available | Not available | Not available | Not available | Not available | Not available | Not available | Not available | The type of facility mentioned in the text is "colocation." | The power systems in use by the data center are turbine generators, uninterruptible power supply (UPS), and lithium-ion batteries. | Not available | 1.25 | The low-carbon techNot availablelogy inNot availablevations mentioned in the text are: - turbine generators - lithium-ion batteries | The text does Not availablet specify the exact name of the cooling system used by the data center. Therefore, the answer is "Not available" | Not available | Not available | Not available | Yes | The green building standard mentioned in the text is the Platinum certification under Singapore's BCA Green Mark building assessment system. | Not available | Not available | Not available | Not available
2 | report_digital_realty_2406_2023_esg_report.pdf | 2024 | 11 Loyang Close (SIN12) | Digital Realty | No | Yes | Yes (ESG report) | No | Not available | Not available | Not available | Not available | Not available | Not available | Not available | not available | Not available | Not available | Yes | Yes | Yes | Yes | Yes | Yes | Not available | Not available | Not available | Not available | Not available | Not available | Not available | Not available | Not available | Not available | Not available | Not available | Not available | Not available | Not available | Not available | Not available | Not available | The ISO standards mentioned in the text for the datacenter are: - ISO 9001 (Quality Management) - ISO 14001 (Environmental Management) - ISO 20001 (Information TechNot availablelogy) - ISO 22301 (Business Continuity) - ISO 27001 (Information Security) - ISO 45001 (Occupational Health and Safety) - ISO 50001 (Energy Management) | Not available | Not available | Not available | Not available | Not available | Not available | Not available | Not available | The on-site renewable energy power generation capacity mentioned is 5.7 MW. | Not available | Not available | dry cooling | Not available | 13M | Not available | Yes | Not available | Not available | Not available | Not available | Not available
2 | Digital-Realty-2021-Award-Write-Up.pdf | 2022 | 11 Loyang Close (SIN12) | Digital Realty | Yes | Yes | No | No | Not available | Digital Realty | Not available | Singapore | Asia Pacific | Singapore | Not available | not available | Not available | Yes | Not available | Not available | Not available | Not available | Not available | Not available | Not available | Not available | Not available | Not available | Not available | Not available | Not available | Yes | Yes, each data center offers around-the-clock security staff, which means they have security onsite 24/7. | Not available | Yes | Not available | Not available | Not available | Not available | Not available | Not available | Not available | Not available | Not available | Not available | Not available | Not available | Not available | Not available | The type of facility mentioned in the text is colocation. | Not available | Not available | 1.25 | The low-carbon techNot availablelogy inNot availablevations mentioned in the text are: - On-floor, water-cooled chiller system - Outside air treatment via a plate heat exchanger - Light-emitting diode lighting with motion activation sensors | On-floor, water-cooled chiller system | Not available | Not available | The reported clients of the facility/company are: - a major Singaporean multinational banking and financial services corporation - a leading consumer internet company in South East Asia - a global cloud services provider | Yes | Green Mark Platinum certification by the Building and Construction Authority of Singapore. | Energy Star certifications | Not available | Not available | The security systems mentioned in the text include: - Multi-factor authentication protocols - Authorization processes - Remote camera monitoring - Digital recording - Closed-circuit television integrated with access controls - Smart card readers
2 | Digital-Realty-Extends-Global-Reach-of-PlatformDIGITAL-with-Third-Data-Centre-in-Singapore-2021.pdf | 2021 | 11 Loyang Close (SIN12) | Digital Realty | Yes | Yes | No | No | SIN12 | Digital Realty | Not available | Singapore | Singapore | Singapore | Active | not available | Not available | Not available | Not available | Not available | Not available | Not available | Not available | Not available | Not available | Not available | Not available | Not available | Not available | Not available | Not available | Not available | Not available | Not available | Not available | Not available | Not available | Not available | Not available | Not available | Not available | Not available | Not available | Not available | Not available | Not available | Not available | Not available | Not available | The type of facility mentioned in the text is "colocation." | The power systems in use by the data center are turbine generators and a combination of uninterruptible power supply (UPS) and lithium-ion batteries. | Not available | 1.25 | The low-carbon techNot availablelogy inNot availablevations mentioned are: - turbine generators - lithium-ion batteries | Not available | Not available | Not available | Not available | Yes | The green building standard mentioned in the text is the Platinum certification under Singapore's BCA Green Mark building assessment system. | Not available | Not available | Not available | Not available
3 | report_digital_realty_2406_2023_esg_report.pdf | 2024 | 29A International Business Park (SIN10) | Digital Realty | No | Yes | Yes (ESG report) | No | Not available | Not available | Not available | Not available | Not available | Not available | Not available | not available | Not available | Not available | Yes | Yes | Yes | Yes | Yes | Yes | Not available | Not available | Not available | Not available | Not available | Not available | Not available | Not available | Not available | Not available | Not available | Not available | Not available | Not available | Not available | Not available | Not available | Not available | The ISO standards mentioned in the text for the datacenter are: - ISO 9001 (Quality Management) - ISO 14001 (Environmental Management) - ISO 20001 (Information TechNot availablelogy) - ISO 22301 (Business Continuity) - ISO 27001 (Information Security) - ISO 45001 (Occupational Health and Safety) - ISO 50001 (Energy Management) | Not available | Not available | Not available | Not available | Not available | Not available | Not available | Not available | The on-site renewable energy power generation capacity mentioned is 5.7 MW. | Not available | Not available | dry cooling | Not available | 13M square feet | Not available | Yes | Not available | Not available | Not available | Not available | Not available
3 | Report_Digital_Realty_2019_ESG_Report.pdf | 2020 | 29A International Business Park (SIN10) | Digital Realty | No. | Yes | Yes (ESG report) | No | not available | Digital Realty | Not available | Amsterdam, Dublin, London, New York, Northern Virginia, Phoenix, Singapore, Sydney, Tokyo, Hong Kong. | Europe | The data centers are located in the United States, Europe, Latin America, Asia, Australia, and Canada. | Active | not available | Not available | Not available | Yes | Yes | Yes | Not available | Not available | Yes | Not available | Not available | Not available | Not available | Not available | Not available | Not available | Not available | Yes, 24/7 | Not available | Not available | Not available | Not available | Not available | Not available | Not available | ISO 50001 (Energy Management) | ISO 50001 | ISO 50001 (Energy Management) | Not available | Not available | Not available | Not available | Not available | Not available | The type of facility mentioned in the text is "neutral colocation data center." | Not available | Not available | Not available | Not available | free-air cooling | Not available | 5,448 | Not available | Yes | LEED, BREEAM | The energy standards mentioned in the text are: - ISO 50001 (Energy Management) - ENERGY STAR certification - US EPA ENERGY STAR certifications - US Department of Energy Better Buildings Challenge for Data Centers - EPA ENERGY STAR Benchmarking | Not available | US EPA ENERGY STAR certifications | Not available
3 | NYSE_DLR_2018.pdf | 2019 | 29A International Business Park (SIN10) | Digital Realty | Yes | Yes | Yes (ESG report) | No | Not available | Not available | Not available | York, Northern Virginia, Phoenix, Amsterdam, Dublin, London, São Paulo, Singapore, Sydney, Tokyo, Hong Kong | The regions where the data centers are located are: - North America - Europe - Latin America - Asia - Australia | United States, Netherlands, Ireland, United Kingdom, Brazil, Singapore, Australia, Japan, Hong Kong | Not available | not available | Not available | Not available | Yes | Yes | Yes | Not available | Not available | Yes | Not available | Not available | Not available | Not available | Not available | Not available | Not available | Not available | Not available | Not available | Yes | Not available | Not available | n+1 | Not available | Not available | Not available | ISO 50001 | 1. ISO 50001 (ENERGY MANAGEMENT) 2. ISO 9001 (QUALITY MANAGEMENT) 3. ISO 27001 (INFORMATION SECURITY MANAGEMENT) | Not available | Not available | Not available | Not available | Not available | Not available | Not available | Uninterruptible power systems (UPS) | Not available | Not available | Not available | Pumped-refrigerant with ecoNot availablemizers | 1.37 | Not available | Not available | Yes | The green building standards mentioned in the text are: - USGBC LEED - BREEAM - BCA Green Mark - CEEDA - Green Globes | The energy standards mentioned in the text are: - ENERGY STAR certification - ISO 50001 (ENERGY MANAGEMENT) - SS564 Green Data Centres standard for Energy and Environmental Management Systems | Not available | ISO 9001 (QUALITY MANAGEMENT) ISO 27001 (INFORMATION SECURITY MANAGEMENT) | Not available
3 | 342-1511496744.pdf | 2015 | 29A International Business Park (SIN10) | Digital Realty | Yes | Yes | No | Yes | not available | Digital Realty | Not available | Not available | Jurong East area of Singapore | Singapore | Active | Not available | Not available | Not available | Not available | Not available | Not available | Not available | Not available | Not available | Not available | Not available | Not available | Not available | Not available | Not available | Yes | Yes | Yes, 7 x 24 onsite security. | Yes | Not available | Yes | 30 MW | N+1 | N+2 | N+1 | Not available | Not available | Not available | Raised floor | 370,500 sq ft | Not available | Not available | 15k-N per square metre | Not available | Not available | The power systems mentioned are: - 22kV utility power supplies - UPS (Uninterruptible Power Supply) - HT/LV power transformers - Power generators | Not available | Not available | Not available | Dual chilled water loops | Not available | 370,500 sq ft | Not available | Not available | Not available | Not available | Not available | TVRA (Threat Vulnerability Risk Assessment) compliant | The security systems in use are: - 24/7 onsite security - 2-factor authentication with biometric access to the data centres - CCTV monitoring 24/7 with digital recording and 90-day archiving - Single entrance/exit - Vehicle crash barrier - Fence and crash bollard perimeter - X-ray screening and circular man trap entry
4 | Equinix-Inc_2023_Annual-Report.pdf | 2024 | Equinix SG3 | Equinix | No. | Yes | Yes (ESG report) | No | IBX Data Centers | Not available | Not available | Bogotá, Dubai, Dublin, Frankfurt, Madrid, Milan, Montreal. | The regions where the new data centers are located in 2023 are Bogotá, Dubai, Dublin, Frankfurt, Madrid, Milan, and Montreal. | The countries mentioned where new data centers were opened are Colombia, United Arab Emirates, Ireland, Germany, Spain, Italy, and Canada. | Active | not available | Not available | Yes | Yes | Not available | Yes | Not available | Not available | Yes | Not available | Not available | Not available | Not available | Not available | Not available | Not available | Yes | Not available | Yes | Not available | Not available | Not available | Not available | Not available | Not available | ISO 50001 Energy Management | ISO 14001:2015 Environmental Management Standard, ISO 50001:2011 Energy Management Standard | The ISO Standards mentioned for the data center are: - ISO 50001 Energy Management - ISO 14001 Environmental Management | Not available | Not available | Not available | Not available | Not available | Not available | The type of facility mentioned in the text is "colocation." | Not available | Not available | 1.42 | Not available | Not available | The Water Usage Effectiveness (WUE) for all sites is 1.07. | Not available | Not available | Yes | The green building and energy management certifications and schemes mentioned in the text are: - USGBC LEED green buildings certifications - ISO 14001:2015 Environmental Management Standard - ISO 50001:2011 Energy Management Standard - BCA Green Mark - U.S. EPA Energy Star for Data Centers | The energy standards mentioned in the text are ISO 14064-3:2019 Standards. | Not available | International Organization for Standardization (“ISO”) 27001 standards. | Not available
4 | Equinix,+Inc.+2021+Sustainability+Report+Highlights.pdf | 2022 | Equinix SG3 | Equinix | No. | Yes | Yes (ESG report) | No | not available | Equinix, Inc. | not available | Redwood City | Americas, Asia-Pacific, Europe, the Middle East and Africa (EMEA) | The data centers are located in the Americas, Asia-Pacific, and Europe, the Middle East and Africa (EMEA). Specific country names are not mentioned. | Active | Not available | Not available | Yes | Yes | Not available | Yes | Not available | Not available | Yes | Not available | Not available | Not available | Not available | Not available | Not available | Not available | Not available | Yes, the data center uses a variety of suppliers who help maintain some aspects of data center operations and reliability, including physical security measures and security personnel. However, the specific number of hours they are available is Not availablet mentioned in the provided information. | Not available | Not available | Not available | Not available | N+1 | N+1 | N+1 (or greater) | ISO 14064-3 | ISO 14001 Environmental Management System, ISO 50001 Energy Management System | ISO 14001 Environmental Management System, ISO 50001 Energy Management System, ISO 14064-3 | Not available | Not available | Not available | Not available | Not available | Not available | Colocation | The power systems mentioned in the text are UPS units and backup generators. | Not available | 1.48 | Not available | Not available | Not available | Not available | Not available | Not available | Not available | ISO 14064-3 | Not available | Not available | Not available
4 | ibx_sg1_en_feb2021.pdf | 2021 | Equinix SG3 | Equinix | Yes | Yes | No | Yes | Singapore IBX® Data Center | Equinix, Inc. | 20 Ayer Rajah Cres Ayer Rajah IndustriSG1 Singapore IBX® Data Center 139964, Singapore | Singapore | Ayer Rajah Industrial Park | Singapore | Active | not available | Not available | Not available | Yes | Not available | Not available | Not available | Not available | Not available | Yes | Yes | Not available | Not available | Yes | Yes | Not available | Yes | Yes, 24/7 on-site security officers. | Yes | Yes | Yes | Not available | 2N | N+1 (on chillers) and N+25% (on CRAC units) | N+1 | Not available | ISO 27001 | - ISO 27001 - PCI DSS - SOC 1 Type - SOC 2 Type - SS 564 | Raised | 109,209 ft2 (10,146 m2) | Not available | 9-story | 9.96 kN/m2 | Not available | Colocation | The power systems mentioned in the text are: - UPS Configuration 2N - 8 x 1,375 kVA and 3 x 2,000 kVA diesel generators - N+1 | Not available | Not available | Not available | CRAC units and water-cooled centrifugal chillers | Not available | 109,209 ft2 (10,146 m2) | Not available | Yes | The green building standards mentioned are: - SS 564 Part 1: 2013 SG Standards for Green Data Centers - BCA-IMDA Green Mark Award (Certified) | The energy standards mentioned in the text are: - SS 564 Part 1: 2013 SG Standards for Green Data Centers - BCA-IMDA Green Mark Award (Certified) | Not available | The security standards mentioned in the text are: - ISO 27001 - PCI DSS - SOC 1 Type - SOC 2 Type | The security systems mentioned in the text are: - Man trap entry - 24/7 on-site security officers - Biometric readers (in common areas) - Additional biometric readers (optional) - PIN & card readers - CCTV surveillance with 30-day retention - Motion detection
5 | B28_desc_E.pdf | 2024 | NTT Singapore Serangoon | NTT Global Data Centers | No | No. | No | No | Azure cloud | Not available | Not available | Singapore | Not available | Not available | Inactive | not available | Not available | Not available | Not available | Not available | Not available | Not available | Not available | Not available | Not available | Not available | Not available | Not available | Not available | Not available | Not available | Not available | Not available | Not available | Not available | Not available | Not available | Not available | Not available | Not available | Not available | Not available | Not available | Not available | Not available | Not available | Not available | Not available | Not available | Not available | Not available | Not available | Not available | The low-carbon techNot availablelogy inNot availablevations mentioned in the text are: - Green mark approved lightings - Air-conditioning with motion detecting sensors | Not available | Not available | Not available | Not available | Yes | Only green mark approved lightings and air-conditioning with motion detecting sensors are selected for all meeting rooms and pocket auxiliary spaces. | The energy standards mentioned in the text are: - Only green mark approved lightings and air-conditioning with motion detecting sensors are selected for all meeting rooms and pocket auxiliary spaces. - Office lightings are programmed to switch off by 7pm daily. | Not available | Not available | Not available
5 | br_gdc_apac---serangoon_v2.pdf | 2024 | NTT Singapore Serangoon | NTT Global Data Centers | Yes | Yes | No | Yes | 1. Serangoon Data Center 2. Tai Seng 2 Data Center 3. Jurong Data Center | NTT Ltd. | Not available | Singapore | Serangoon | Singapore | Not available | 2012 | Not available | Not available | Yes | Yes | Yes | Not available | Not available | Not available | Not available | Yes | Not available | Not available | Not available | Not available | Not available | Yes | Not available | Yes | Yes | Not available | Not available | 2N | N+1 configuration | N+1 configuration | Not available | - ISO 14000 - ISO 14001 | The ISO Standards/certificates mentioned for the data centers are: - ISO/IEC 27001:2005 - ISO 27001 - ISO 9001 - ISO 14000 - ISO 14001 | Not available | 16,500m2 | Not available | Not available | Not available | Not available | Not available | The power systems in use by the datacenter are: - UPS - Diesel generator | Not available | Not available | Not available | Chilled water-cooling system | Not available | Not available | Not available | Yes | Green Mark Platinum Award from BCA, LEED Gold certification | Green Mark Platinum Award from BCA, Gold certification for Leadership in Energy and Environmental Design (LEED) | Not available | - ISO/IEC 27001:2005 - ISO 27001 - ISO 9001 - ISO 14000 - ISO 14001 - SOC Type II - SS564 - TVRA compliant | The security systems mentioned are: - Round-the-clock surveillance - Extensive access control points - Intrusive detection alarm - Preregistration - Photo identification
5 | integrated_report_24e.pdf | 2024 | NTT Singapore Serangoon | NTT Global Data Centers | No. | Yes | Yes (ESG report) | No | 1. Dagenham Data Center 2. Ashburn DC (VA3) | NTT CORPORATION | Not available | Ashburn and Dagenham | Southeast Asia | United States and United Kingdom | Not available | not available | Not available | Not available | Not available | Not available | Not available | Not available | Not available | Not available | Not available | Not available | Not available | Not available | Not available | Yes | Not available | Yes | Yes, 24/7 | Not available | Not available | Not available | Not available | Not available | Not available | Not available | Not available | Not available | Not available | Not available | Not available | Not available | Not available | Not available | Not available | Not available | Not available | The text mentions planning to expand total capacity to 2,100 MW or higher in the future. However, it does Not availablet specify the current on-site renewable energy power generation capacity. Therefore, the answer is "Not available" | Not available | 1. IOWN techNot availablelogies 2. Hydrogenated vegetable oil (HVO) | Not available | Not available | Not available | Not available | Yes | Not available | Not available | Not available | Not available | Not available
5 | ntt_data_sustainability-report-2023.pdf | 2024 | NTT Singapore Serangoon | NTT Global Data Centers | No. | Yes | Yes (ESG report) | No | Global Data Center | not available | Not available | Not available | Not available | Austria | Not available | not available | Not available | Not available | Not available | Not available | Not available | Not available | Not available | Not available | Not available | Not available | Not available | Not available | Not available | Not available | Not available | Not available | Not available | Not available | Not available | Not available | Not available | Not available | Not available | Not available | Not available | Not available | Not available | Not available | Not available | Not available | Not available | Not available | Not available | Colocation | Not available | Not available | Not available | Not available | Liquid Immersion Cooling (LIC) | Not available | Not available | Not available | Yes | The building has the Building and Construction Authority (BCA) Super Low Energy certification. | Not available | Not available | ISAE 3000 | Not available
5 | sr2023.pdf | 2023 | NTT Singapore Serangoon | NTT Global Data Centers | No. | No | Yes (ESG report) | No | NTT DATA CCS CORPORATION (Head Office, data center) | NTT DATA CCS CORPORATION | Not available | Tokyo, Johannesburg, Berlin, Bautzen | not available | Japan, United States, South Africa, Germany | Active | not available | Not available | Yes | Yes | Yes | Yes | Yes | Not available | Not available | Not available | Not available | Not available | Not available | Not available | Not available | Not available | Not available | Not available | Not available | Not available | Not available | Not available | Not available | Not available | Not available | Not available | ISO 22301:2019 | - ISO 22301:2019 - ISO/IEC 27001 | Not available | Not available | Not available | Not available | Not available | Not available | Not available | Not available | The renewable energy power generation capacity available on-site is 747,141 kWh from solar power systems. | 1.72 | Not available | Not available | Not available | Not available | Not available | Not available | The green building standard mentioned in the text is the Leadership in Energy and Environmental Design (LEED) certification by the U.S. Green Building Council (USGBC). | Not available | Not available | Not available | Not available
5 | brochure_data-center-locations_singapore.pdf | 2019 | NTT Singapore Serangoon | NTT Global Data Centers | Yes | Yes | No | Yes | The names of the data centers mentioned in the text are: - Serangoon Data Center - Tai Seng 2 Data Center | NTT | Not available | Singapore | Serangoon | Singapore | Not available | 2012 | Not available | Not available | Yes | Not available | Not available | Not available | Not available | Not available | Not available | Yes | Not available | Not available | Not available | Not available | Not available | Yes | Not available | Yes | Yes | Not available | Not available | 2N | N+1 | N+1 | Not available | Green Mark Platinum | - ISO 27001 | Not available | Not available | Not available | Not available | Not available | Not available | Not available | The power systems in use by the data center are: - UPS in 2N configuration - Diesel generator in N+1 configuration | Not available | Not available | Not available | Chilled water-cooling system | Not available | Not available | Not available | Yes | The green building standard mentioned in the text is the Green Mark Platinum Award from BCA. | Not available | Not available | - ISO 27001 - ISO 9001 - ISO 14000 - ISO 14001 - SOC Type II - SS564 - TVRA compliant - Green Mark Platinum | The security systems mentioned in the text are: - Preregistration - Photo identification - Integrated circuit (IC) card authentication - Biometric authentication - Anti-tailgating system
6 | STT_GDC_ESG_2021_Report.pdf | 2022 | STT Defu 1 | ST Telemedia Global Data Centres | Yes | Yes | Yes (ESG report) | No | not available | ST Telemedia Global Data Centres | Not available | Not available | The regions mentioned where data centers are located include: - UK - India - Thailand - Singapore - China - South Korea - Japan - Philippines - Indonesia | 1. UK 2. India 3. Thailand 4. Singapore 5. China 6. South Korea 7. Japan 8. Philippines 9. Indonesia | Not available | Not available | Yes | Yes | Not available | Not available | Yes | Not available | Yes | Yes | Not available | Not available | Not available | Not available | Not available | Not available | Not available | Yes | Yes, 24/7. | Yes | Yes | Not available | Not available | Not available | Not available | Not available | ISO 50001- Energy management | - ISO 50001- Energy management - ISO 14001- Environmental Management System | - ISO 50001- Energy management - ISO 45001 certification of data centre operations - ISO 14001- Environmental Management System | Not available | Not available | Not available | Not available | Not available | The building floor to ceiling height is Not availablet mentioned in the text provided. Therefore, the answer is 'Not available'. | Colocation | Not available | The renewable energy power generation capacity available on-site is approximately 400MWh per annum. | Not available | Not available | Indirect Evaporative Cooling | 1.5 | Not available | Not available | Yes | LEED Gold certified (or local equivalent) | Not available | Not available | Not available | The security systems mentioned in the text are: - Intrusion detection - Physical access controls - 24x7 CCTV monitoring
6 | Inaugural_Environmental_Social_Governance_ESG_Report_1.pdf | 2021 | STT Defu 1 | ST Telemedia Global Data Centres | No | Yes | Yes (ESG report) | No | ST Telemedia Global Data Centres | ST Telemedia Global Data Centres | Not available | Delhi | Korea | India, Singapore, Thailand | Not available | not available | Yes | Yes | Not available | Not available | Yes | Not available | Yes | Yes | Not available | Not available | Not available | Not available | Not available | Not available | Not available | Yes | Yes, the datacenter has on-site security personnel available 24/7. | Not available | Yes | Not available | Not available | Not available | Not available | Not available | Not available | ISO 14001 – Environmental Management System ISO 50001 – Energy management | ISO 45001 | Not available | 11,000 sqft | Not available | Not available | Not available | Not available | Colocation | Not available | Not available | Not available | The low-carbon techNot availablelogy inNot availablevations mentioned are: - energy efficient cooling - renewable energy - sustainable energy storage | The cooling systems mentioned are: - Reverse osmosis (RO) plant - Air-cooled chillers | Not available | 11,000 sqft | Not available | Yes | Not available | Not available | Not available | International data centre and cybersecurity certifications | The security systems mentioned in the text are: - Intrusion detection - Physical access controls - 24x7 CCTV monitoring
6 | AFII-STT-sustainability-linked-perpetual.pdf |  | STT Defu 1 | ST Telemedia Global Data Centres | No. | Yes | Yes (ESG report) | No | not available | STT GDC India | Not available | Bengaluru | Bengaluru | India | Active | not available | Not available | Not available | Not available | Not available | Not available | Not available | Not available | Not available | Not available | Not available | Not available | Not available | Not available | Not available | Not available | Not available | Not available | Not available | Not available | Not available | Not available | Not available | Not available | Not available | Not available | Not available | Not available | Not available | Not available | Not available | Not available | Not available | Not available | Not available | O2 Power | Not available | Not available | Not available | Not available | Not available | Not available | Not available | Yes | Not available | Not available | Not available | Not available | Not available
6 | STT-GDC_Award-Writeup.pdf |  | STT Defu 1 | ST Telemedia Global Data Centres | No | Yes | Yes (ESG report) | No | not available | STT GDC | Not available | Bekasi | Bekasi, Indonesia | Indonesia | Active | not available | Not available | Not available | Not available | Not available | Not available | Not available | Not available | Not available | Not available | Not available | Not available | Not available | Not available | Not available | Not available | Not available | Not available | Not available | Not available | Not available | Not available | Not available | Not available | Not available | Not available | Not available | Not available | Not available | Not available | Not available | Not available | Not available | Not available | Not available | The power system in use by the data center is "fuel cell energy-powered servers." | Not available | Not available | 1. AI-based cooling system 2. Cold energy from regasification of liquefied natural gas 3. Fuel cell energy-powered servers using solid oxide fuel cell techNot availablelogy | The cooling system mentioned is "chassis-level precision immersion techNot availablelogy." | Not available | Not available | Not available | Yes | Not available | The energy standards mentioned in the text are maintaining a certain PUE and demonstrating energy-efficient measures. | Not available | Not available | Not available
7 | 2024.GlobalDataCenterSurvey.Report.pdf | 2024 | STT MediaHub | ST Telemedia Global Data Centres | No | No | No | No | Not available | Not available | Not available | Not available | North America and Europe | Not available | Not available | Not available | Not available | Not available | Not available | Not available | Not available | Not available | Not available | Not available | Not available | Not available | Not available | Not available | Not available | Yes | Not available | Not available | Not available | Not available | Not available | Not available | Not available | n+1 | Not available | Not available | Not available | Not available | Not available | Not available | Not available | Not available | Not available | Not available | Not available | Colocation | Not available | Not available | 1.56 | Not available | Not available | Not available | Not available | Not available | Yes | Not available | Not available | Not available | Not available | Not available
7 | STT_GDC_ESG_2021_Report.pdf | 2022 | STT MediaHub | ST Telemedia Global Data Centres | No | Yes | Yes (ESG report) | No | not available | ST Telemedia Global Data Centres | Not available | Not available | The regions mentioned where data centers are located include: - UK - India - Thailand - Singapore - China - South Korea - Japan - Philippines - Indonesia | UK, India, Thailand, Singapore, China, South Korea, Japan, the Philippines, Indonesia. | Not available | Not available | Yes | Yes | Not available | Not available | Yes | Not available | Yes | Yes | Not available | Not available | Not available | Not available | Not available | Not available | Not available | Yes | Yes, 24/7. | Yes | Yes | Not available | Not available | Not available | Not available | Not available | Not available | - ISO 50001- Energy management - ISO 14001- Environmental Management System | - ISO 50001- Energy management - ISO 45001 certification of data centre operations - ISO 14001- Environmental Management System | Not available | Not available | Not available | Not available | Not available | The building floor to ceiling height is Not availablet mentioned in the text provided. Therefore, the answer is 'Not available'. | Colocation | Not available | The renewable energy power generation capacity available on-site is approximately 400MWh per annum. | Not available | Not available | Indirect Evaporative Cooling | 1.5 | Not available | Not available | Yes | LEED Gold certified (or local equivalent) | Not available | Not available | Not available | The security systems mentioned in the text are: - Intrusion detection - Physical access controls - 24x7 CCTV monitoring
7 | Inaugural_Environmental_Social_Governance_ESG_Report_1.pdf | 2021 | STT MediaHub | ST Telemedia Global Data Centres | Yes | Yes | Yes (ESG report) | No | ST Telemedia Global Data Centres | ST Telemedia Global Data Centres | Not available | Delhi | Korea | India, Singapore, Thailand | Not available | Not available | Yes | Not available | Not available | Not available | Yes | Not available | Yes | Yes | Not available | Not available | Not available | Not available | Not available | Not available | Not available | Yes | Yes, the datacenter has on-site security personnel available 24/7. | Not available | Yes | Not available | Not available | Not available | Not available | Not available | Not available | ISO 14001, ISO 50001 | ISO 45001 | Not available | 11,000 sqft | Not available | Not available | Not available | Not available | Colocation | Not available | Not available | Not available | The low-carbon techNot availablelogy inNot availablevations mentioned are: - energy efficient cooling - renewable energy - sustainable energy storage | The cooling systems mentioned are: - Reverse osmosis (RO) plant - Air-cooled chillers | Not available | 11,000 sqft | Not available | Yes | Not available | Not available | Not available | SSAE18 | The security systems mentioned in the text are: - Intrusion detection - Physical access controls - 24x7 CCTV monitoring
8 | ap-data-centre-spotlight-05-2024.pdf | 2024 | BDx SIN1 | Big Data Exchange (BDx) | Yes | Yes | No | No | The names of the data centers mentioned are: - Asia Pacific Data Centres - Data Center First - Existing Data Centre - Future Data Centre - Manado | VNTT | Not available | Manado | Manado | Not available | Active | Not available | Not available | Not available | Not available | Not available | Not available | Not available | Not available | Not available | Not available | Not available | Not available | Not available | Not available | Not available | Not available | Not available | Not available | Not available | Not available | Not available | Not available | Not available | Not available | Not available | Not available | Not available | Not available | Not available | Not available | Not available | Not available | Not available | Not available | hyperscaler | Not available | Not available | Not available | Undersea and floating data centres | The cooling system in use by the data center is an "indirect evaporative cooling system." | Not available | 14,450 sq m | Not available | Not available | Not available | Not available | Not available | Not available | Not available
8 | BDx Launches 360View with Free Downloads.pdf | 2022 | BDx SIN1 | Big Data Exchange (BDx) | No. | Yes | No | No | not available | Big Data Exchange (BDx) | Not available | Hong Kong | China, Hong Kong, and Singapore. | China, Hong Kong, Singapore | Active | not available | Not available | Not available | Not available | Not available | Not available | Not available | Not available | Not available | Not available | Not available | Not available | Not available | Not available | Not available | Not available | Not available | Not available | Not available | Not available | Not available | Not available | Not available | Not available | Not available | Not available | Not available | Not available | Not available | Not available | Not available | Not available | Not available | Not available | Colocation | Not available | Not available | Not available | Not available | Not available | Not available | Not available | Acclivis TechNot availablelogies & Solutions, EXA | Yes | Not available | The energy standards mentioned in the text are PUE (Power Usage Efficiency), CUE (Carbon Usage Effectiveness), and CoP (Coefficient of Performance). | Not available | Not available | Not available
8 | Big+Data-report+FINAL.pdf | 2021 | BDx SIN1 | Big Data Exchange (BDx) | No. | No. | No | Yes | not available | Not available | Not available | Not available | Not available | Not available | not available | not available | Not available | Not available | Not available | Not available | Not available | Not available | Not available | Not available | Not available | Not available | Not available | Not available | Not available | Not available | Not available | Not available | Not available | Not available | Not available | Not available | Not available | Not available | Not available | Not available | Not available | Not available | Not available | Not available | Not available | Not available | Not available | Not available | Not available | Not available | Not available | Not available | Not available | Not available | Not available | Not available | Not available | Not available | Not available | Not available | Not available | Not available | Not available | Not available
8 | 1_s2.0_S0959652622032115_main.pdf |  | BDx SIN1 | Big Data Exchange (BDx) | No. | No. | No | Yes | Not available | Not available | Not available | Not available | Not available | United States | Not available | Not available | Not available | Not available | Not available | Not available | Not available | Not available | Not available | Not available | Not available | Not available | Not available | Not available | Not available | Not available | Not available | Not available | Not available | Not available | Not available | Not available | Not available | Not available | Not available | Not available | Not available | Not available | Not available | Not available | Not available | Not available | Not available | Not available | Not available | Not available | Not available | Not available | Not available | Not available | Not available | Not available | Not available | Not available | Not available | Not available | Not available | Not available | Not available | Not available
9 | empyrion-dc-apac-outlook-Oct-23.pdf | 2023 | Empyrion SG1 Dodid Data Centre | Empyrion Digital | Yes | Yes | No | No | SG1 Dodid Data Centre, KR1 Gangnam Data Centre | EMPYRION DC | Not available | Singapore | Singapore | Singapore | Not available | not available | Not available | Not available | Not available | Not available | Not available | Not available | Not available | Not available | Not available | Not available | Not available | Not available | Not available | Not available | Not available | Not available | Not available | Not available | Not available | Not available | Not available | Not available | Not available | Not available | Not available | Not available | Not available | Not available | Not available | Not available | Nine-story | Not available | Not available | The type of facility mentioned in the text is a data centre. | Electrical Power Monitoring Systems (EPMS) | Not available | 1.30 | The low-carbon techNot availablelogy inNot availablevations mentioned are: - Advanced cooling systems - High efficiency building integrated photovoltaic panels (BIPV) - Exterior plant walls | Not available | Not available | Not available | Not available | Yes | BCA-IMDA Green Mark (Platinum) Award | Not available | Water Usage Effectiveness (WUE) | Not available | Not available
9 | ESG-Report-2023-24.pdf |  | Empyrion SG1 Dodid Data Centre | Empyrion Digital | No | No | Yes (ESG report) | Yes | The names of the data centers mentioned in the text are: - SG1 - JH1 - SH1 - NJ1 - LF1 - ID1 | Not available | Not available | Surabaya | Singapore | The data centers mentioned are located in the following countries: - Singapore - Indonesia - China - Malaysia | Active | not available | Not available | Not available | Yes | Yes | Not available | Yes | Yes | Not available | Not available | Not available | Not available | Not available | Not available | Not available | Not available | Not available | Not available | Not available | Not available | Not available | Not available | Not available | Not available | Not available | Not available | ISO 45001 | ISO 45001 | Not available | Not available | Not available | Not available | Not available | Not available | Not available | UPS | Not available | <1.21 | Not available | The cooling systems mentioned are: - Closed-loop air cooled chiller systems - Adiabatic air-cooled system - Liquid cooling solutions (immersion and direct-to-chip) | Not available | Not available | Not available | Not available | BCA Green Mark | Not available | Not available | ISO 45001 | Not available
10 | ibx_sg5_en.pdf | 2024 | Equinix SG5 | Equinix | Yes | Yes | No | Yes | SG5 Singapore Data Center | Equinix | 6 Sunview Drive, Singapore 627488 | Singapore | Southeast Asia | Singapore | Not available | not available | Yes | Not available | Yes | Not available | Not available | Not available | Not available | Not available | Yes | Yes | Not available | Not available | Yes | Yes | Not available | Yes | Yes, 24/7 | Yes | Yes | Yes | Not available | 2N | N+1 | N+1 | Not available | ISO 27001 | ▪ ISO 27001 | Slab | 7,700 m2 | Not available | 9-story | 15 kN/m2 | Not available | Colocation | AC Power Circuits | Not available | Not available | Not available | High efficiency water-cooled chiller | Not available | 7,700 m2 | Not available | Yes | Not available | Not available | Not available | The security standards mentioned in the text are: - SOC 1 Type II - SOC 2 Type II - ISO 27001 - PCI DSS | The security systems mentioned in the text are: - 24/7 Man Trap Entry - 24/7 on-site security officers - Biometric readers (in common areas), additional biometric readers (optional) - PIN & card readers - Very Early Warning Fire Detection System (VEWFD) per NFPA 76 - Nitrogen gas suppression system (optional)
10 | Equinix,+Inc.+2021+Sustainability+Report+Highlights.pdf | 2022 | Equinix SG5 | Equinix | No. | Yes | Yes (Sustainability Report) | No | not available | Equinix, Inc. | not available | Redwood City | Americas, Asia-Pacific, Europe, the Middle East and Africa (EMEA) | The countries where Equinix operates data centers are the United States, countries in the Asia-Pacific region, and countries in Europe, the Middle East, and Africa (EMEA). Specific country names are not listed in the provided context. | Active | Not available | Not available | Yes | Yes | Not available | Yes | Not available | Not available | Yes | Not available | Not available | Not available | Not available | Not available | Not available | Not available | Not available | Yes, the data center uses a variety of suppliers who help maintain some aspects of data center operations and reliability, including physical security measures and security personnel. However, the specific number of hours they are onsite, such as 24/7, is Not availablet mentioned in the provided information. | Not available | Not available | Not available | Not available | N+1 | N+1 | N+1 (or greater) | ISO 14064-3 | ISO 14001 Environmental Management System, ISO 50001 Energy Management System | ISO 14001 Environmental Management System, ISO 50001 Energy Management System, ISO 14064-3 | Not available | Not available | Not available | Not available | Not available | Not available | Colocation | The power systems mentioned are UPS units and backup generators. | Not available | 1.48 | Not available | Not available | Not available | Not available | Not available | Not available | Not available | ISO 14064-3 | Not available | Not available | Not available
10 | ip_equinix_sustainability_report_2020_en_june2021.pdf | 2021 | Equinix SG5 | Equinix | No. | Yes | Yes (Sustainability Report) | No | Not available | Equinix, Inc. | Not available | Redwood City, Hong Kong, Amsterdam | Americas, Asia-Pacific, Europe, the Middle East, and Africa (EMEA). | The countries mentioned where Equinix operates data centers are the USA, Canada, countries in Asia-Pacific, and countries in Europe, the Middle East, and Africa (EMEA). | Active | Not available | Yes | Not available | Yes | Not available | Yes | Not available | Not available | Yes | Not available | Not available | Not available | Not available | Not available | Yes | Not available | Not available | Yes, the data center operations include physical security measures and security personnel. However, the specific number of hours they are available is Not availablet mentioned in the provided context. | Not available | Not available | Not available | Not available | N+1 (or greater) | N+1 | N+1 (or greater) redundancy | ISO 14064-3 | ISO 14001 Environmental Management System, ISO 50001, ISO 14064-3 | ISO 14001 Environmental Management System, ISO 50001, ISO 27001 | Not available | Not available | Not available | Not available | Not available | Not available | Colocation | The power systems mentioned in the text are UPS units and backup generators. | Not available | 1.51 | Not available | Not available | Not available | Not available | Not available | Yes | Singapore BCA-IMDA Green Mark, U.S. Green Building Council (LEED) | The energy standards mentioned are ISO 14064-3:2019. | Not available | Not available | Not available
11 | Equinix+Q4+23+Earnings+Presentation+Final.pdf | 2024 | Equinix SG1 | Equinix | No | Yes | Yes (Sustainability Report/ESG Report) | No | AB1, AD1 | Equinix, Inc. | Not available | Abidjan and Abu Dhabi. | Asia-Pacific | The countries mentioned for the data centers are Ivory Coast (for Abidjan) and United Arab Emirates (for Abu Dhabi). | The operating status of the data center is Not available | Not available | Not available | Not available | Not available | Not available | Not available | Not available | Not available | Not available | Not available | Not available | Not available | Not available | Not available | Not available | Not available | Not available | Not available | Not available | The information provided mentions a "5-layer physical security" system but does Not availablet specify the types of security measures, such as SECURITY Card Access Control. Therefore, the answer is "Not available" | Not available | Not available | Not available | Not available | Not available | Not available | Not available | Not available | Not available | Not available | Not available | Not available | Not available | Not available | Not available | Not available | Not available | Not available | Not available | Not available | Not available | Not available | Not available | Yes | Not available | Not available | Not available | Not available | Not available
11 | Equinix,+Inc.+2021+Sustainability+Report+Highlights.pdf | 2022 | Equinix SG1 | Equinix | No. | Yes | Yes (Sustainability Report) | No | not available | Equinix, Inc. | not available | Redwood City, California | Americas, Asia-Pacific, Europe, the Middle East and Africa (EMEA) | The countries where Equinix operates data centers are the United States, countries in the Asia-Pacific region, and countries in Europe, the Middle East, and Africa (EMEA). Specific country names are not listed in the provided context. | Active | Not available | Not available | Yes | Yes | Not available | Yes | Not available | Not available | Yes | Not available | Not available | Not available | Not available | Not available | Yes | Not available | Not available | Yes, the data center uses a variety of suppliers who help maintain some aspects of data center operations and reliability, including physical security measures and security personnel. However, the specific number of hours they are available is Not availablet mentioned in the provided information. | Not available | Not available | Not available | Not available | N+1 | N+1 | N+1 (or greater) | ISO 14064-3 | ISO 14001 Environmental Management System, ISO 50001 Energy Management System | ISO 14001 Environmental Management System, ISO 50001 Energy Management System, ISO 14064-3 | Not available | Not available | Not available | Not available | Not available | Not available | Colocation | The power systems mentioned in the text are UPS units and backup generators. | Not available | 1.48 | Not available | Not available | Not available | Not available | Not available | Not available | Not available | ISO 14064-3 | Not available | Not available | Not available
11 | ip_equinix_sustainability_report_2020_en_june2021.pdf | 2021 | Equinix SG1 | Equinix | No. | Yes | Yes (Sustainability Report) | No | Not available | Equinix, Inc. | Not available | The cities mentioned where Equinix data centers are located include: - Redwood City, California, USA - Kowloon, Hong Kong - Amsterdam, Netherlands Additionally, there are data centers in other strategic markets across the Americas, Asia-Pacific, and Europe, the Middle East and Africa, but specific cities are not listed for these regions. | Americas, Asia-Pacific, Europe, the Middle East, and Africa (EMEA). | The countries mentioned where Equinix operates data centers are: 1. USA 2. Hong Kong 3. Netherlands 4. Canada | Active | Not available | Yes | Not available | Yes | Not available | Yes | Not available | Not available | Yes | Not available | Not available | Not available | Not available | Not available | Yes | Not available | Not available | Not available | Not available | Not available | Not available | Not available | N+1 (or greater) | N+1 | N+1 (or greater) redundancy | ISO 14064-3 | ISO 14001 Environmental Management System, ISO 50001, ISO 14064-3 | ISO 14001 Environmental Management System, ISO 50001, ISO 27001 | Not available | Not available | Not available | Not available | Not available | Not available | Colocation | The power systems mentioned in the text are UPS units and backup generators. | Not available | 1.51 | Not available | Not available | Not available | Not available | Not available | Yes | Singapore BCA-IMDA Green Mark, U.S. Green Building Council (LEED) | The energy standards mentioned are ISO 14064-3:2019. | Not available | Not available | Not available
11 | ibx_sg1_en_feb2021.pdf | 2021 | Equinix SG1 | Equinix | No | Yes | No | Yes | Singapore IBX® Data Center | Equinix, Inc. | 20 Ayer Rajah Cres Ayer Rajah IndustriSG1 Singapore IBX® Data Center 139964, Singapore | Singapore | Ayer Rajah Industrial Park | Singapore | Active | not available | Not available | Not available | Yes | Not available | Not available | Not available | Not available | Not available | Yes | Yes | Not available | Not available | Yes | Yes | Not available | Yes | Yes, 24/7 on-site security officers. | Yes | Yes | Yes | Not available | 2N | N+1 | N+1 | ISO 27001 PCI DSS SOC 1 Type SOC 2 Type SS 564 | ISO 27001 | - ISO 27001 - PCI DSS - SOC 1 Type - SOC 2 Type - SS 564 | Raised | 109,209 ft2 (10,146 m2) | Not available | 9-story | 9.96 kN/m2 | Not available | Colocation | UPS Configuration 2N | Not available | Not available | E-Clean energy saver project | The cooling system in use by the data center includes CRAC units and water-cooled centrifugal chillers. | Not available | 109,209 ft2 (10,146 m2) | Not available | Yes | The green building standards mentioned are: - SS 564 Part 1: 2013 SG Standards for Green Data Centers - BCA-IMDA Green Mark Award (Certified) | The energy standards mentioned in the text are: - SS 564 Part 1: 2013 SG Standards for Green Data Centers - BCA-IMDA Green Mark Award (Certified) | Not available | - ISO 27001 - PCI DSS - SOC 1 Type - SOC 2 Type - SS 564 | The security systems mentioned in the text are: - Man trap entry - 24/7 on-site security officers - Biometric readers (in common areas) - Additional biometric readers (optional) - PIN & card readers - CCTV surveillance with 30-day retention - Motion detection
12 | ONE_Sustainability Report 2024.pdf | 2024 | 1-Net North | 1-Net Singapore Pte Ltd | No. | No | Yes (Sustainability Report) | No | Not available | Not available | Not available | Not available | Not available | Not available | Not available | not available | Not available | Not available | Not available | Yes | Not available | Not available | Not available | Not available | Not available | Not available | Not available | Not available | Not available | Not available | Not available | Not available | Not available | Not available | Not available | Not available | Not available | Not available | Not available | Not available | Not available | Not available | Not available | Not available | Not available | Not available | Not available | Not available | Not available | Not available | Not available | Not available | Not available | Not available | Not available | Not available | Not available | Not available | Not available | Not available | Not available | Not available | Not available | Not available
12 | data-centers-2023-data-centers-sustainability-report.pdf | 2024 | 1-Net North | 1-Net Singapore Pte Ltd | No. | No | Yes (Sustainability Report) | No | Iron Mountain Data Centers | Iron Mountain | Not available | Madrid, Chennai, Mumbai, Delhi NCR, Miami, North Virginia, London, Phoenix, New Jersey, Boston, Ohio. | North Virginia | The countries where Iron Mountain Data Centers are located include: - Belgium - Finland - France - Germany - Ireland - Luxembourg - Netherlands - Poland - South Africa - Spain - Sweden - Switzerland - United Kingdom - United States - Canada - Mexico - Argentina - Colombia - Brazil - Chile - Peru Additionally, new facilities were built in: - India (Chennai, Mumbai, Delhi NCR) - Spain (Madrid) - United States (Miami) | Active | 2023 | Not available | Not available | Not available | Not available | Not available | Not available | Not available | Not available | Not available | Yes | Not available | Not available | Yes | Not available | Not available | Not available | Not available | Not available | Not available | Not available | Not available | Not available | Not available | Not available | ISO 14064-1 | ISO 14064-1, ISO 50001 | The ISO standard mentioned in the text is ISO 14064-1. | Not available | Not available | Not available | Not available | Not available | Not available | Not available | Not available | The on-site renewable energy generation capacity mentioned in the text is 21.3 MW. | 1.3 | Not available | The cooling system mentioned is "SIN-1." | 0.4 | 98M | Meta, Microsoft, Oracle, Google | Yes | BREEAM certification | The energy standards mentioned in the text are: - ISO 50001 - ISO 14064-1 - Energy Star | Water Usage Effectiveness (WUE) | SOC2 and PCI-DSS | Not available
12 | Meta-2023-Sustainability-Report-1.pdf | 2023 | 1-Net North | 1-Net Singapore Pte Ltd | No. | No. | Yes (Sustainability Report) | No | 1. Altoona, IA 2. Clonee, Ireland 3. Papillion, NE | Not available | Not available | The cities where the data centers are located are: - Altoona, IA - Clonee, Ireland - Papillion, NE | AMER (Americas) | The data centers mentioned are located in the United States (Altoona, IA) and Ireland (Clonee). | Not available | Not available | Not available | Not available | Not available | Not available | Not available | Not available | Not available | Yes | Not available | Not available | Not available | Not available | Not available | Not available | Not available | Not available | Not available | Not available | Not available | Not available | Not available | Not available | Not available | Not available | ISO 50001 | ISO 50001 | ISO 50001 | Not available | Not available | Not available | Not available | Not available | Not available | Not available | Not available | Not available | The Power Usage Effectiveness (PUE) of the data center for the year 2022 is 1.08. | Not available | Evaporative cooling | 0.20 | Not available | Not available | Yes | The green building standards mentioned in the text are: - GreenStar - ISO 50001 - LEED rating system - Fitwel | The energy standards mentioned in the text are: - LEED Gold - ISO 50001 | Not available | SASB, TCFD | Not available
12 | ONE_Sustainability_Report_2023_FINAL.pdf | 2023 | 1-Net North | 1-Net Singapore Pte Ltd | No | No | Yes (Sustainability Report) | No | Not available | not available | Not available | Not available | Not available | Not available | not available | not available | Not available | Not available | Not available | Not available | Not available | Not available | Not available | Not available | Not available | Not available | Not available | Not available | Not available | Not available | Not available | Not available | Not available | Not available | Not available | Not available | Not available | Not available | Not available | Not available | Not available | Not available | Not available | Not available | Not available | Not available | Not available | Not available | Not available | Not available | Not available | Not available | Not available | CCS (Carbon Capture and Storage) | Not available | Not available | Not available | Not available | Yes | Not available | The energy standards mentioned in the text are: - GRI 302-1: Energy consumption within the organisation | Not available | Not available | The security measures mentioned in the text are: - Installation of razor wire - Provision of bullet-proof vests and helmets - Use of a high-pressure water Not availablezzle - Maintaining high speeds - Reviewing navigation policies
12 | 1-Net_Pocket_Brochure.pdf | 2016 | 1-Net North | 1-Net Singapore Pte Ltd | Yes | Yes | No | Yes | not available | 1-Net | Not available | Singapore | Singapore | Singapore | Active | Not available | Not available | Not available | Yes | Not available | Not available | Yes | Not available | Not available | Not available | Not available | Not available | Not available | Not available | Not available | Yes | Not available | Not available | Not available | Yes | Not available | 30 MVA | N+1 | n+1 | n+1 | Not available | ISO27001, ISO22301 | Not available | Raised floors | Not available | Not available | 5 | 12.5 kN per square meter | The floor to ceiling height mentioned in the text is 5.9 meters from slab-to-slab for levels 2 to 5. | Not available | The power systems in use by the data center are: - 3 Independent UPS Systems | Not available | Not available | Not available | The cooling system mentioned in the text is the Air Conditioning and Mechanical Ventilation (ACMV) System. | Not available | Approximately 20,000 m2 | Not available | Not available | BCA-IDA Green Mark Award for New Data Centres (Gold Plus) | The energy standard mentioned in the text is "BCA-IDA Green Mark Award for New Data Centres (Gold Plus)." | Not available | The security standards mentioned in the text are: - ISO27001 Information Security Management System (ISMS) - ISO22301 Business Continuity Management System (BCMS) | The security systems mentioned in the text are: - Multiple layers of security access control in facility - Security and monitoring environment - Bomb-blast proof reinforced concrete wall around facility - Reinforced concrete anti-crash wall with anti-climb fencing on perimeter
12 | 1-Net_North_Brochure_2016.pdf | 2016 | 1-Net North | 1-Net Singapore Pte Ltd | I don't have access to the content of any PDFs or external documents, so I can't confirm whether it contains information about 1-Net North or not. | I don't have the ability to access or review specific PDF files or their contents. Please check the PDF directly for information regarding 1-Net Singapore Pte Ltd. | No | I don't have the ability to view specific files or their contents, including PDFs. Therefore, I can't confirm whether the document you are referring to is a Specification/Technical Report. Please check the document directly for the information you need. | not available | not available | not available | not available | not available | not available | not available | not available | Not available | Not available | Not available | Not available | Not available | Not available | Not available | Not available | Not available | Not available | Not available | Not available | Not available | Not available | Not available | Not available | Not available | Not available | Not available | Not available | Not available | Not available | Not available | Not available | Not available | Not available | Not available | Not available | Not available | Not available | Not available | Not available | Not available | Not available | Not available | Not available | Not available | Not available | Not available | Not available | Not available | Not available | Not available | Not available | Not available | Not available | Not available | Not available
13 | Revised_EAMPL_SR_23-24_For_Web.pdf | 2024 | Epsilon Global Hubs - Singapore | Epsilon | No | Yes | Yes (Sustainability Report) | Yes | Not available | Not available | Not available | not available | Not available | Not available | not available | not available | Not available | Not available | Not available | Not available | Not available | Not available | Yes | Not available | Not available | Not available | Not available | Not available | Not available | Not available | Not available | Not available | Not available | Not available | Not available | Not available | Not available | Not available | Not available | Not available | Not available | Not available | Not available | Not available | Not available | Not available | Not available | Not available | Not available | Not available | Not available | The renewable energy power generation capacity mentioned in the text is 17MW from the Captive Power Plant (CPP) within the Epsilon campus in Bellary, Karnataka. | Not available | Not available | Not available | Not available | Not available | Not available | Yes | Not available | Not available | ISO/IEC 17025:2017 | Not available | Not available
13 | sustainable-development_report_2022.pdf | 2023 | Epsilon Global Hubs - Singapore | Epsilon | No | Yes | Yes (Sustainability Report) | Yes | Pylaia, Thessaloniki and Melissia, Attica | Not available | Not available | Pylaia, Thessaloniki and Melissia, Attica. | Pylaia, Thessaloniki and Melissia, Attica. | Greece | Active | Not available | Not available | Not available | Yes | Not available | Not available | Not available | Not available | Not available | Not available | Not available | Not available | Not available | Not available | Not available | Not available | Not available | Not available | Not available | Not available | Not available | Not available | Not available | Not available | Not available | Not available | ISO 27001:2013 | ISO 27001:2013 | Not available | Not available | 7,244sqm | Not available | Not available | Not available | Not available | Not available | Not available | Not available | 1. Installation of a system for the measurement of energy consumed 2. Replacement of light bulbs with new LED ones 3. Installation of automatic light operation system in common areas 4. Infrastructure for electric car chargers in parking areas 5. Office lighting and air conditioning control system with presence sensors 6. Parking lot lighting control system with sensors | Not available | Not available | Not available | Not available | Yes | - Creation of indoor and outdoor bicycle parking spaces and configuration of changing rooms - Planting of the surrounding area to improve the microclimate. - Energy-efficient glazing. - Configuration of a central collection area for recyclable materials and infrastructure on each floor. - Use of materials with a low energy footprint - Use of paints and coatings with low emissions of volatile organic compounds, as well as glues, sealants. | Not available | Not available | Not available | Not available
13 | green-data-centres-policy-singapore-case.pdf | 2022 | Epsilon Global Hubs - Singapore | Epsilon | No. | No. | No | No | Not available | Not available | Not available | New York and London | Singapore | United States, United Kingdom, Singapore | Not available | Not available | Not available | Not available | Not available | Not available | Not available | Not available | Not available | Not available | Not available | Not available | Not available | Not available | Not available | Not available | Not available | Not available | Not available | Not available | Not available | Not available | Not available | Not available | Not available | Not available | Not available | Not available | Not available | Not available | Not available | Not available | Not available | Not available | Not available | Colocation | Not available | Not available | 1.90 | Not available | Liquid cooling | Not available | The text mentions that the centres have close to six million square feet of rack space. | Not available | Yes | Not available | The energy standards mentioned are: - By January 1, 2025, new data centres operating at full capacity will meet an annual PUE target of 1.4 for warmer climates and 1.3 for colder climates. - Existing data centres will achieve these same targets by January 1, 2030. | Water usage effectiveness (WUE) | Not available | Not available
13 | DCS_Singapore_07_2015_TEASER.pdf | 2015 | Epsilon Global Hubs - Singapore | Epsilon | Yes | Yes | No | Yes | 1-Net East 1 1-Net East 2 Ascenix IDC Strateq Data Centre TCX Telin SG1 KDDI Telehouse ST Telemedia | 1-Net, AT&T, Ascenix, Newmedia Express | Not available | Not available | Not available | Not available | Active | Not available | Not available | Not available | Not available | Not available | Not available | Not available | Not available | Not available | Not available | Not available | Not available | Not available | Not available | Not available | Not available | Not available | Not available | Not available | Not available | Not available | 147.0 | Not available | Not available | Not available | Not available | Not available | Not available | Not available | Not available | Not available | Not available | Not available | Not available | Not available | Not available | Not available | Not available | Not available | Not available | Not available | Not available | Not available | Not available | Not available | Not available | Not available | Not available | Not available
14 | sr2023.pdf | 2024 | STT Loyang | ST Telemedia Global Data Centres | Yes | Yes | Yes (Sustainability Report) | No | not available | STT GDC | Not available | Not available | Not available | Not available | Not available | not available | Not available | Not available | Yes | Not available | Not available | Not available | Not available | Not available | Not available | Not available | Not available | Not available | Not available | Not available | Not available | Not available | Not available | Not available | Not available | Not available | Not available | n+1 | Not available | Not available | Not available | Not available | Not available | Not available | Not available | Not available | Not available | Not available | Not available | Colocation | Not available | The renewable energy power generation capacity available on-site mentioned in the text is 400MWh per annum. | 1.50 | The low-carbon techNot availablelogy inNot availablevations mentioned in the text are: - Cooling system optimisation - Energy-efficient scheduling of applications - Edge computing | liquid cooling systems | 1.50 | Not available | Not available | Not available | Green Mark Platinum certification | GRI 302: Energy 2016 | Not available | ISO/IEC 27001 Standards. | Not available
14 | STT_GDC_2023_ESG_Report.pdf | 2024 | STT Loyang | ST Telemedia Global Data Centres | Yes | Yes | Yes (ESG report) | No | Not available | Not available | Not available | Wustermark | The regions mentioned where the data centers are located include Germany, Thailand, the UK, Vietnam, South Korea, Japan, the Philippines, Indonesia, and India. | The countries where the data centers are located, as mentioned in the context, are: - South Korea - Indonesia - Japan - the Philippines - Malaysia - Vietnam - the UK - India - Germany - Thailand - Singapore | Not available | Not available | Not available | Not available | Not available | Not available | Not available | Not available | Not available | Not available | Not available | Not available | Not available | Not available | Not available | Not available | Not available | Not available | Not available | Not available | Not available | Not available | Not available | Not available | Not available | Not available | Not available | Not available | Not available | Not available | Not available | Not available | Not available | Not available | Not available | Not available | solar photovoltaic system | The text mentions the installation of a 2,000m2 rooftop solar photovoltaic system. However, the specific power generation capacity of this installation is Not availablet provided in the text. Therefore, the answer is 'Not available'. | 1.50 | The low-carbon techNot availablelogy inNot availablevations mentioned in the text are: - Artificial intelligence (AI) - Fuel cells - Hydrotreated vegetable oil (HVO) - Clean hydrogen | upstream chiller and distribution systems | Not available | Not available | Not available | Not available | Not available | IF-RE-130a.1 IF-RE-130a.3 IF-RE-130a.4 | Not available | Not available | Not available
14 | Inaugural_Environmental_Social_Governance_ESG_Report_1.pdf | 2021 | STT Loyang | ST Telemedia Global Data Centres | Yes | Yes | Yes (ESG Report) | No | ST Telemedia Global Data Centres | ST Telemedia Global Data Centres | Not available | Delhi | Korea | India, Singapore, Thailand | Not available | Not available | Yes | Not available | Not available | Not available | Yes | Not available | Yes | Yes | Not available | Not available | Not available | Not available | Not available | Not available | Not available | Yes | Yes, 24/7 | Not available | Yes | Not available | Not available | Not available | Not available | Not available | Not available | ISO 14001 – Environmental Management System ISO 50001 – Energy Management | ISO 45001 | Not available | 11,000 sqft | Not available | Not available | Not available | Not available | Colocation | Not available | Not available | Not available | The low-carbon techNot availablelogy inNot availablevations mentioned are: - energy efficient cooling - renewable energy - sustainable energy storage | The cooling systems mentioned are: - Reverse osmosis (RO) plant - Air-cooled chillers | Not available | 11,000 sqft | Not available | Yes | Not available | Not available | Not available | International data centre and cybersecurity certifications | The security systems mentioned in the text are: - Intrusion detection - Physical access controls - 24x7 CCTV monitoring
15 | STT_GDC_2023_ESG_Report.pdf | 2024 | STT Tai Seng | ST Telemedia Global Data Centres | No. | Yes | Yes (ESG report) | No | Not available | Not available | Not available | Wustermark | Germany | The countries where the data centers are located, as mentioned in the context, are: - South Korea - Indonesia - Japan - the Philippines - Malaysia - Vietnam - the UK - India - Germany - Thailand - Singapore | Not available | not available | Not available | Not available | Not available | Not available | Not available | Not available | Not available | Not available | Not available | Not available | Not available | Not available | Not available | Not available | Not available | Not available | Not available | Not available | Not available | Not available | Not available | Not available | Not available | Not available | Not available | Not available | Not available | Not available | Not available | Not available | Not available | Not available | Not available | Not available | solar photovoltaic system | The text mentions the installation of a 2,000m2 rooftop solar photovoltaic system on-site. However, the specific power generation capacity in terms of energy (e.g., megawatts or kilowatts) is Not availablet provided. Therefore, the exact capacity is 'Not available'. | 1.50 | The low-carbon techNot availablelogy inNot availablevations mentioned in the text are: - Artificial intelligence (AI) - Fuel cells - Hydrotreated vegetable oil (HVO) - Clean hydrogen | upstream chiller and distribution systems | Not available | Not available | Not available | Not available | Not available | IF-RE-130a.1 IF-RE-130a.3 IF-RE-130a.4 | Not available | Not available | Not available
15 | 22_0104_STTelemedia SR_15.pdf | 2022 | STT Tai Seng | ST Telemedia Global Data Centres | No. | Yes | Yes (Sustainability Report) | Yes | not available | Equinix | Not available | Dallas | Southeast Asia | Singapore | Active | not available | Not available | Not available | Not available | Not available | Not available | Not available | Not available | Not available | Not available | Not available | Not available | Not available | Not available | Not available | Not available | Not available | Not available | Yes | Not available | Not available | Not available | n+1 | Not available | Not available | Not available | Not available | Not available | Not available | Not available | Not available | Not available | Not available | Not available | Not available | Uninterruptable Power Supply | The renewable energy power generation capacity available on-site mentioned in the text is a 2,000m2 rooftop solar photovoltaic system in Singapore, feeding approximately 400 MWh/year of renewable zero-carbon energy. | 1.76 | Not available | Reverse osmosis techNot availablelogy | Not available | Not available | Not available | Yes | LEED Gold certified (or the equivalent local standard) | Not available | Not available | ISO, NIST, PCI, HIPAA, COBIT | Not available
15 | Inaugural_Environmental_Social_Governance_ESG_Report_1.pdf | 2021 | STT Tai Seng | ST Telemedia Global Data Centres | Yes | Yes | Yes (ESG Report) | No | ST Telemedia Global Data Centres | ST Telemedia Global Data Centres | Not available | Delhi | Korea | India, Singapore, Thailand | not available | not available | Yes | Not available | Not available | Not available | Yes | Not available | Yes | Yes | Not available | Not available | Not available | Not available | Not available | Not available | Not available | Yes | Yes, 24/7. | Not available | Not available | Not available | Not available | Not available | Not available | Not available | Not available | ISO 14001 – Environmental Management System ISO 50001 – Energy Management | ISO 45001 | Not available | 11,000 sqft | Not available | Not available | Not available | Not available | Colocation | Not available | Not available | Not available | The low-carbon techNot availablelogy inNot availablevations mentioned are: - energy efficient cooling - renewable energy - sustainable energy storage | The cooling systems mentioned are: - Air-cooled chillers | Not available | 11,000 sqft | Not available | Yes | Not available | Not available | Not available | SSAE18 | The security systems mentioned in the text are: - Intrusion detection - Physical access controls - 24x7 CCTV monitoring
15 | AFII-STT-sustainability-linked-perpetual.pdf |  | STT Tai Seng | ST Telemedia Global Data Centres | No. | Yes | Yes (ESG Report) | No | not available | STT GDC India | Not available | Bengaluru | Bengaluru | India | Active | not available | Not available | Not available | Not available | Not available | Not available | Not available | Not available | Not available | Not available | Not available | Not available | Not available | Not available | Not available | Not available | Not available | Not available | Not available | Not available | Not available | Not available | Not available | Not available | Not available | Not available | Not available | Not available | Not available | Not available | Not available | Not available | Not available | Not available | Not available | O2 Power | Not available | Not available | Not available | Not available | Not available | Not available | Not available | Yes | Not available | Not available | Not available | Not available | Not available
16 | green-data-centres-policy-singapore-case.pdf | 2022 | Telin Singapore 1 | NeutraDC | No. | No | No | No | Not available | Not available | Not available | New York and London | Singapore | United States, United Kingdom, Singapore | Not available | Not available | Not available | Not available | Not available | Not available | Not available | Not available | Not available | Not available | Not available | Not available | Not available | Not available | Not available | Not available | Not available | Not available | Not available | Not available | Not available | Not available | Not available | Not available | Not available | Not available | Not available | Not available | Not available | Not available | Not available | Not available | Not available | Not available | Not available | Colocation | Not available | Not available | 1.90 | Not available | Liquid cooling | Not available | The text mentions that the centres boast close to six million square feet of rack space. | Not available | Yes | Not available | By January 1, 2025, new data centres operating at full capacity will meet an annual PUE target of 1.4 for warmer climates and 1.3 for colder climates; existing data centres will achieve these same targets by January 1, 2030. | Water usage effectiveness (WUE) | Not available | Not available
16 | 1690538131812_D.2.3 Annual Report FY 2022, page 89-105.pdf |  | Telin Singapore 1 | NeutraDC | Yes | Yes | Yes (Annual Report) | No | The names of the data centers mentioned in the text are: - NeuCentrIX - Hyperscale Data Center (HDC) in Batam - HDC Cikarang - Telin-1 - Telin-2 - Telin-3 | NeutraDC | Not available | Batam | Batam | Not available | Active | 2022 | Not available | Not available | Yes | Not available | Not available | Not available | Not available | Not available | Not available | Not available | Not available | Not available | Not available | Not available | Not available | Not available | Not available | Not available | Not available | Not available | Not available | Not available | Not available | Not available | Not available | ISO 27001-17/18 | ISO 27001-17/18 | Not available | Not available | Not available | Not available | Not available | Not available | Hyperscale Data Center | Not available | Not available | Not available | Not available | Not available | Not available | Not available | Not available | Not available | Not available | Not available | Not available | ISO 27001-17/18, CSA Star & PII Related Certiﬁcation | Not available
17 | kdcr-sr-2023.pdf | 2024 | Keppel DC Singapore 4 (SGP4) | Keppel Data Centres | Yes | Yes | Yes (Sustainability Report) | No | 1. Milan Data Centre 2. Almere Data Centre 3. Eindhoven Campus 4. Cardiff Data Centre 5. GV7 Data Centre 6. London Data Centre 7. Keppel DC Singapore 1 (KDC SGP 1) 8. Keppel DC Singapore 2 (KDC SGP 2) 9. Keppel DC Singapore 3 (KDC SGP 3) 10. Keppel DC Singapore 4 (KDC SGP 4) 11. Keppel DC Singapore 5 (KDC SGP 5) 12. Gore Hill Data Centre (Gore Hill DC) 13. Basis Bay Data Centre (Basis Bay DC) 14. Keppel DC Dublin 1 (KDC DUB 1) 15. Keppel DC Dublin 2 (KDC DUB 2) | Not available | Not available | Milan, Almere, Eindhoven, Cardiff, London, Singapore, Sydney, Kuala Lumpur, Dublin. | Singapore | Singapore Australia Malaysia Ireland | Not available | Not available | Not available | Not available | Yes | Yes | Yes | Not available | Yes | Yes | Not available | Not available | Not available | Not available | Yes | Yes | Not available | Not available | Not available | Not available | Not available | Not available | Not available | Not available | n+1 | Not available | Not available | ISO 14001:2015 | 1. ISO/IEC 27001:2013 Information Security Management System 2. ISO 45001:2018 Occupational Health Management System 3. ISO 9001:2015 Quality Management System 4. ISO 50001 certifications for energy management systems 5. ISO 14001 certifications for environmental management systems | Not available | Not available | Not available | Not available | Not available | Not available | Colocation | Not available | Not available | Not available | Not available | Not available | Not available | Not available | Not available | Yes | SS 564 Part-1:2020 Energy and Environment Management System Water Efficient Building by PUB | The energy standards mentioned in the text are: - SS 564 Part-1:2020 Energy and Environment Management System - Water Efficient Building by PUB - EU Code of Conduct Participation | ISO 46001:2009 Water Efficiency Management Systems certification SS 564 Part-1:2020 Energy and Environment Management System | The security standards mentioned in the text are: 1. ISO/IEC 27001:2013 Information Security Management System 2. ANSI/TIA-942-B:2017 – Rated 3 3. SS 507:2015 Provision of Business Continuity and Disaster Recovery Facilities Services | Not available
17 | cs-sgx-conference-2021-slides-final.pdf | 2021 | Keppel DC Singapore 4 (SGP4) | Keppel Data Centres | No | Yes | No | No | Green Data Centre Park | Not available | Not available | Singapore | Asia Pacific & Europe | Singapore | Not available | not available | Not available | Not available | Not available | Not available | Not available | Not available | Not available | Not available | Not available | Not available | Not available | Not available | Not available | Not available | Not available | Not available | Not available | Not available | Not available | Not available | Not available | Not available | Not available | Not available | Not available | Not available | Not available | Not available | Not available | Not available | Not available | Not available | Not available | Hyperscale | Clean H2 power | Not available | Not available | The low-carbon techNot availablelogy inNot availablevations mentioned in the text are: - Seawater cooling - Green power - Renewable energy - Hydrogen power | Seawater cooling | Not available | Not available | Not available | Yes | Not available | Not available | Not available | Not available | Not available
17 | keppel-corporation-ar-19-infrastructure.pdf | 2020 | Keppel DC Singapore 4 (SGP4) | Keppel Data Centres | Yes | Yes | Yes (Annual Report) | No | IndoKeppel Data Centre 1 | KDCH | Not available | Bogor | Bogor, Indonesia | Indonesia | 'not available' | 2020 | Not available | Not available | Not available | Not available | Not available | Not available | Not available | Not available | Not available | Not available | Not available | Not available | Not available | Not available | Not available | Not available | Not available | Not available | Not available | Not available | Not available | Not available | Not available | Not available | Not available | Not available | Not available | Not available | Not available | Not available | Not available | Not available | Not available | Not available | Not available | Not available | Not available | Not available | Not available | Not available | Not available | Not available | Yes | Not available | Not available | Not available | Not available | Not available
17 | a1d101ae-7063-4a86-babf-8f87a2d8b274.pdf | 2020 | Keppel DC Singapore 4 (SGP4) | Keppel Data Centres | Yes | Yes | No | Yes | Not available | Keppel Data Centres | Not available | Not available | Asia Pacific and Europe. | Not available | Not available | Not available | Yes | Not available | Yes | Yes | Yes | Not available | Yes | Yes | Not available | Not available | Not available | Not available | Not available | Yes | Yes | Yes | Yes, 24/7. | Not available | Yes | Yes | Not available | Not available | Not available | Not available | Not available | ISO 9001, 14001, 27001, 45001, 46001, 50001 | Not available | Not available | Not available | Not available | 5-storey building | 20 kN/sqm | The slab to slab height mentioned is up to 6.96 m. | Not available | Not available | Not available | Not available | Not available | Not available | Not available | 181,734 sqft | Not available | Yes | - LEED Certification (Gold) - BCA-IMDA Green Mark Award (Platinum) | The energy standards mentioned in the text are: - ISO 50001 - BCA-IMDA Green Mark Award (Platinum) | Not available | Not available | The security systems in use are: - 24/7 onsite security force with mandatory personnel and vehicle checks - 24/7 CCTV monitoring - Anti-climb perimeter fencing with Fence Intrusion Detection System (FIDS) and vehicle trap system - Access control with 2-factor authentication and man trap entry - Integrated visitor management system
17 | kdcr-sr2022.pdf |  | Keppel DC Singapore 4 (SGP4) | Keppel Data Centres | Yes | Yes | Yes (Sustainability Report) | No | - Keppel DC Singapore 1 (KDC SGP 1) - Keppel DC Singapore 2 (KDC SGP 2) - Keppel DC Singapore 3 (KDC SGP 3) - Keppel DC Singapore 4 (KDC SGP 4) - Keppel DC Singapore 5 (KDC SGP 5) - Gore Hill Data Centre (Gore Hill DC) - Basis Bay Data Centre (Basis Bay DC) - Keppel DC Dublin 1 (KDC DUB 1) - Keppel DC Dublin 2 (KDC DUB 2) | Not available | Not available | The cities where the data centers are located are: - Singapore - Sydney (Australia) - Cyberjaya (Malaysia) - Dublin (Ireland) | The regions where the data centers are located are: - Australia - China - United Kingdom - Netherlands - Italy - Germany - Singapore - Malaysia - Ireland | The data centers mentioned are located in the following countries: - Singapore - Australia - Malaysia - Ireland - China - United Kingdom - Netherlands - Italy - Germany | Not available | not available | Not available | Not available | Yes | Not available | Not available | Not available | Not available | Yes | Not available | Yes | Not available | Not available | Yes | Yes | Not available | Not available | Not available | Not available | Not available | Not available | Not available | Not available | Not available | The provided text does Not availablet mention specific details about standby power redundancy configurations such as n+1 or any other specific number. Therefore, the answer is "Not available" | ISO 14001, ISO 50001 | ISO 14001:2015 Environmental Management System ISO 50001 certifications | 1. ISO/IEC 27001:2013 Information Security Management System 2. ISO 14001:2015 Environmental Management System 3. ISO/IEC 27701:2019 Privacy Information Management System 4. ISO 50001 certifications in energy management system | Not available | Not available | Not available | Not available | Not available | Not available | Colocation | Not available | Not available | Not available | LED lights, motion sensors | Not available | Not available | Not available | Not available | Yes | The green building standards mentioned in the text are: - SS 564 Part-1:2020 Energy & Environment Management System - Water Efficient Building by PUB | Not available | The water efficiency standards mentioned in the text are: - SS 564 Part-1:2020 Energy & Environment Management System - ISO 46001:2019 Water Efficiency Management Systems (WEMS) | 1. ISO/IEC 27001:2013 Information Security Management System 2. ISO 27001:2013 Information Security Management System 3. ANSI/TIA-942-B:2017 - Rated 3 | Not available
18 | Singtel-Group-SR2024-Climate-Change-and-Environment.pdf | 2024 | Singtel DC West | Singtel | No. | Yes | Yes (Sustainability Report) | Yes | DC West | Not available | Not available | Singapore | Singapore | Singapore | Active | Not available | Not available | Not available | Not available | Not available | Yes | Not available | Not available | Not available | Not available | Not available | Not available | Not available | Not available | Not available | Not available | Not available | Not available | Not available | Not available | Not available | Not available | Not available | Not available | Not available | Not available | ISO 14001 certification | ISO 14067, ISO 14001 | Not available | Not available | Not available | Not available | Not available | Not available | Not available | solar PV system | The on-site renewable energy power generation capacity mentioned is 557kWp. | Not available | The low-carbon techNot availablelogy inNot availablevations mentioned in the text are: 1. Renewable energy 2. Electric or hybrid vehicles | Not available | Not available | Not available | Not available | Yes | Green Mark Platinum | Not available | Not available | Not available | Not available
18 | Singtel-Group-Sustainability-Report-2024.pdf | 2024 | Singtel DC West | Singtel | No. | Yes | Yes (Annual Report and Sustainability Report) | No | Not available | Not available | Not available | not available | Singapore | Singapore | Not available | Not available | Not available | Not available | Yes | Not available | Not available | Yes | Yes | Not available | Not available | Not available | Not available | Not available | Not available | Not available | Not available | Not available | Not available | Not available | Not available | Not available | Not available | Not available | Not available | Not available | Not available | Not available | Not available | Not available | Not available | Not available | Not available | Not available | Not available | Not available | solar PV system | The renewable energy power generation capacity available on-site mentioned in the text is 557 kWp. | 1.23 | Not available | Not available | Not available | Not available | Not available | Yes | Not available | Not available | Not available | Not available | The security systems mentioned in the text are: - Vulnerability scans - Penetration Tests (PT) - Source Code Reviews (SCR) - Bug bounty programmes
18 | Singtel-Group-SR2024-Climate-Change.pdf | 2024 | Singtel DC West | Singtel | Yes | Yes | Yes (Sustainability Report) | No | DC West | NCS | Not available | Singapore | Singapore | Singapore | Not available | not available | Not available | Not available | Not available | Not available | Not available | Not available | Not available | Not available | Not available | Not available | Not available | Not available | Not available | Not available | Not available | Not available | Not available | Not available | Not available | Not available | Not available | Not available | Not available | Not available | Not available | ISO 14001 certification | ISO 14001 certification | Not available | Not available | Not available | Not available | Not available | Not available | Not available | Solar PV system | The on-site renewable energy power generation capacity mentioned in the text includes: - DC West: 65kWp - Total capacity across four sites in Singapore (Seletar Satellite Earth Station, Pulau Tekong Station, DC West, and one unspecified site): 557kWp - Total capacity across five sites in Australia: 477kWp These capacities total to 557kWp in Singapore and 477kWp in Australia. | Not available | Not available | Not available | Not available | Not available | Not available | Yes | Green Mark Platinum certification and Green Mark for Healthier Workplaces. | Not available | Not available | Not available | Not available
18 | Singtel-Group-Sustainability-Report-2023.pdf | 2023 | Singtel DC West | Singtel | No. | Yes | Yes (Sustainability Report) | No. | Not available | Not available | Not available | Not available | Not available | Not available | Not available | Not available | Not available | Not available | Yes | Not available | Yes | Yes | Not available | Not available | Not available | Not available | Not available | Not available | Not available | Not available | Not available | Not available | Not available | Not available | Not available | Not available | Not available | Not available | Not available | Not available | Not available | ISO 14001, ISO 27001 | ISO 20400:2017 ISO 27001 | Not available | Not available | Not available | Not available | Not available | Not available | Not available | Backup power systems including battery systems and generators | The on-site renewable energy power generation capacity mentioned is 1.38MWp. | Not available | Not available | Optus uses a combination of air, water and refrigerant cooling systems. | Not available | Not available | Not available | Yes | Not available | Not available | Not available | Not available | Not available
18 | Singtel-Group-SR2022-Environment.pdf | 2022 | Singtel DC West | Singtel | No | Yes | Yes (Sustainability Report) | No | The data centers mentioned are: - Choa Chu Kang Telecommunications Exchange - Kim Chuan Telecommunications Complex 2 - DC West - Kim Chuan Telecommunications Complex 1 - NCS Bedok Data Centre | SINGAPORE TELECOMMUNICATIONS LIMITED | Not available | The cities mentioned where the data centers are located are Singapore and Bedok. | Singapore and Australia | Singapore | Active | not available | Not available | Not available | Not available | Not available | Not available | Not available | Not available | Yes | Not available | Not available | Not available | Not available | Not available | Not available | Not available | Not available | Not available | Not available | Not available | Not available | Not available | Not available | Not available | Not available | ISO 50001 Energy Management System | ISO 50001 Energy Management System | The ISO standard mentioned for the data center is ISO 50001 Energy Management System. | Not available | Not available | Not available | Not available | Not available | Not available | Not available | Solar power system | Not available | 1.3 | Not available | Not available | Not available | Not available | Not available | Yes | The green building standards mentioned in the text are: - Singapore BCA-IMDA Green Mark for Data Centres Platinum Certification - SS564 Green Data Centres - ISO 50001 Energy Management System | Not available | Not available | Not available | Not available
18 | Singtel-Group-Sustainability-Report-2022.pdf | 2022 | Singtel DC West | Singtel | No | No | Yes (Sustainability Report) | No | The names of the data centers mentioned in the text are: - Choa Chu Kang Telecommunications Exchange - Kim Chuan Telecommunications Complex 2 - DC West - Kim Chuan Telecommunications Complex 1 - NCS Bedok Data Centre | Singtel | Not available | The cities mentioned where the data centers are located are Singapore and Bedok. | Singapore | Singapore | Active | 2020 | Not available | Not available | Not available | Not available | Not available | Not available | Yes | Yes | Not available | Not available | Not available | Not available | Not available | Not available | Not available | Not available | Not available | Not available | Not available | Not available | Not available | Not available | Not available | Not available | ISO 50001 Energy Management System | SS564 Green Data Centres, ISO 50001 Energy Management System, ISO 45001 | ISO 50001 Energy Management System | Not available | Not available | Not available | Not available | Not available | Not available | Not available | Solar power system | Not available | 1.3 | Not available | Not available | Not available | Not available | Not available | Not available | Not available | Not available | Not available | Not available | Not available
19 | ONE_Sustainability Report 2024.pdf | 2024 | 1-Net East | 1-Net Singapore Pte Ltd | No | No | Yes (Sustainability Report) | No | Not available | not available | Not available | Not available | Not available | Not available | not available | Not available | Not available | Not available | Not available | Not available | Not available | Not available | Not available | Not available | Not available | Not available | Not available | Not available | Not available | Not available | Not available | Not available | Not available | Not available | Not available | Not available | Not available | Not available | Not available | Not available | Not available | Not available | Not available | Not available | Not available | Not available | Not available | Not available | Not available | Not available | Not available | Not available | Not available | Not available | Not available | Not available | Not available | Not available | Not available | Not available | Not available | Not available | Not available | Not available
19 | JRC135926_01.pdf | 2024 | 1-Net East | 1-Net Singapore Pte Ltd | No | No. | No | Yes | Not available | Proximus | Not available | Not available | not available | Ireland and the Netherlands | Not available | Not available | Not available | Not available | Not available | Not available | Not available | Not available | Not available | Not available | Not available | Not available | Not available | Not available | Not available | Not available | Not available | Not available | Not available | Not available | Not available | Not available | Not available | Not available | Not available | Not available | Not available | Not available | Not available | Not available | Not available | Not available | Not available | Not available | Not available | The types of facilities mentioned in the text are colocation and hyperscale data centres. | Not available | Not available | 1.7 | Not available | Not available | Not available | Not available | Not available | Not available | Not available | Not available | Not available | Not available | Not available
19 | ONE_Sustainability_Report_2023_FINAL.pdf | 2023 | 1-Net East | 1-Net Singapore Pte Ltd | No | No | Yes (Sustainability Report) | No | Not available | not available | Not available | Not available | Not available | Not available | not available | not available | Not available | Not available | Not available | Not available | Not available | Not available | Not available | Not available | Not available | Not available | Not available | Not available | Not available | Not available | Not available | Not available | Not available | Not available | Not available | Not available | Not available | Not available | Not available | Not available | Not available | Not available | Not available | Not available | Not available | Not available | Not available | Not available | Not available | Not available | Not available | Not available | Not available | CCS (Carbon Capture and Storage) | Not available | Not available | Not available | Not available | Yes | Not available | The energy standards mentioned in the text are: - GRI 302-1: Energy consumption within the organisation - GRI 305-1: Direct (Scope 1) GHG emissions | Not available | Not available | The security measures mentioned in the text are: - Installation of razor wire - Provision of bullet-proof vests and helmets - Use of a high-pressure water Not availablezzle - Maintaining high speeds - Reviewing navigation policies
19 | 19439Singapores_Voluntary_National_Review_Report_v2.pdf | 2018 | 1-Net East | 1-Net Singapore Pte Ltd | No. | No | Yes (Sustainability Report) | No | not available | Not available | Not available | Not available | Not available | Not available | not available | not available | Not available | Not available | Not available | Not available | Not available | Not available | Not available | Not available | Not available | Not available | Not available | Not available | Not available | Not available | Not available | Not available | Not available | Not available | Not available | Not available | Not available | Not available | Not available | Not available | Not available | Not available | Not available | Not available | Not available | 94 million square metres | Not available | Not available | Not available | Not available | Not available | The text mentions a goal to increase solar photovoltaic (PV) deployment in Singapore to 350 MWp by 2020, and to 1 GWp beyond 2020. | Not available | Combined Cycle Gas Turbines (CCGTs) | Not available | Not available | Not available | Not available | Yes | Not available | Minimum Energy Performance Standards (MEPS) | The water efficiency standards mentioned in the text are: - Minimum Water Efficiency Standards - Mandatory Water Efficiency Management Plan | Not available | Not available
19 | 1-Net_Pocket_Brochure.pdf | 2016 | 1-Net East | 1-Net Singapore Pte Ltd | No | Yes | No | Yes | not available | 1-Net | Not available | Singapore | not available | Singapore | Active | not available | Not available | Not available | Yes | Not available | Not available | Yes | Not available | Not available | Not available | Not available | Not available | Not available | Not available | Not available | Yes | Not available | Not available | Not available | Yes | Not available | 30 MVA | N+1 | n+1 | The information provided does Not availablet specify the exact redundancy configuration for standby power in terms of "N+1" or similar Not availabletation. Therefore, the answer is "Not available" | Not available | ISO27001, ISO22301 | Not available | Raised floors | Not available | Not available | 5 | 12.5 kN per square meter | The floor to ceiling height mentioned in the text is 5.9 meters from slab-to-slab for levels 2 to 5. | Not available | The power systems mentioned in the text are: - 3 Independent UPS Systems | Not available | Not available | Not available | The cooling system mentioned in the text is the "Air Conditioning and Mechanical Ventilation (ACMV) System." | Not available | Approximately 20,000 m2 | Not available | Not available | BCA-IDA Green Mark Award for New Data Centres (Gold Plus) | The energy standard mentioned in the text is the "BCA-IDA Green Mark Award for New Data Centres (Gold Plus)." | Not available | - ISO27001 Information Security Management System (ISMS) - ISO22301 Business Continuity Management System (BCMS) | The security systems mentioned in the text are: - Multiple layers of security access control in facility - Security and monitoring environment - Highly Secured Premise - Bomb-blast proof reinforced concrete wall around facility - Reinforced concrete anti-crash wall with anti-climb fencing on perimeter
20 | C.2.3_Annual Report FY 2023, page 103-121.pdf | 2024 | Telin Singapore 3 | NeutraDC | No. | Yes | Yes (Annual Report) | No | NeuCentrIX Data Centers, Enterprise Data Centers, Hyperscale Data Center, Telin 1, Telin 2, Telin 3 | The data center operator mentioned in the text is PT Telkom Data Ekosistem (NeutraDC). | Not available | Cikarang | Batam | The countries where the data centers are located are Indonesia, Singapore, Timor Leste, and Hong Kong. | Active | not available | Not available | Not available | Yes | Not available | Not available | Not available | Not available | Not available | Not available | Not available | Not available | Not available | Not available | Yes | Not available | Not available | Not available | Not available | Not available | Not available | Not available | Not available | Not available | Not available | Not available | Not available | 27000-17/18 and CSA Star & PII Related Certification. | Not available | Not available | Not available | Not available | Not available | Not available | Not available | Not available | Not available | Not available | Not available | Not available | Not available | Not available | Not available | Not available | Not available | Not available | Not available | 27000-17/18 and CSA Star | Not available
20 | Telin-3 DC Data Sheet v3_0.pdf | 2018 | Telin Singapore 3 | NeutraDC | Yes | No. | No | No | Telin-3 | not available | Not available | Singapore | Singapore | Singapore | Active | not available | Not available | Not available | Yes | Not available | Not available | Not available | Not available | Not available | Not available | Not available | Not available | Not available | Not available | Yes | Yes | Yes | Yes, 24/7 Guard & security presence | Yes | Yes | Yes | Not available | N+1 | 2N Fault tolerance chilled water system (Tier IV) & N+1 continuous chilled water system (Tier III) | N+1 | Not available | ISO 50001 Energy Management System | - ISO 27001 Information Security Management System - ISO 50001 Energy Management System | Raised floor | 12,000 sqm | 12,000 sqm | Not available | 15kN/sqm | The slab-to-slab height mentioned in the text is 7200mm. | Not available | The power systems in use by the datacenter are: - Diesel Rotary Uninterruptible Power Supply (DRUPS) - Uninterruptible Power System (UPS) | Not available | Not available | Not available | The cooling system in use by the data center is a "2N Fault tolerance chilled water system (Tier IV) & N+1 continuous chilled water system (Tier III)." | Not available | 12,000 sqm | Not available | Yes | Building & Construction Authority (BCA) & Infocomm Development Authority of Singapore (IDA) Data Centre Green Mark Platinum | ISO 50001 Energy Management System SS 564 Energy and Environment Management | Not available | ISO 27001 Information Security Management System | The security systems mentioned in the text are: - Perimeter wall & anti-ram security fencing with motion detection cabling - 24x7 Closed circuit TV (CCTV) - 24x7 Guard & security presence - Pre-authorisation security access control - Vehicle checks & bollard security system - X-ray scanner & metal detector - Contactless card access system & biometric access control system - Turnstile gates & mantraps
20 | datasheet-telin3.PDF | 2016 | Telin Singapore 3 | NeutraDC | I don't have the ability to access or review specific PDF files or their contents. Please check the PDF directly for the information you need. | I don't have the ability to view or analyze PDF files or their contents. Please let me know how else I may assist you! | No | I don't have the ability to view specific files or their contents, including PDFs. Therefore, I can't confirm whether the document you are referring to is a specification/technical report. Please check the document directly to ascertain its nature. | not available | not available | not available | not available | not available | not available | not available | not available | Not available | Not available | Not available | Not available | Not available | Not available | Not available | Not available | Not available | Not available | Not available | Not available | Not available | Not available | Not available | Not available | Not available | Not available | Not available | Not available | Not available | Not available | Not available | Not available | Not available | Not available | Not available | Not available | Not available | Not available | Not available | Not available | Not available | Not available | Not available | Not available | Not available | Not available | Not available | Not available | Not available | Not available | Not available | Not available | Not available | Not available | Not available | Not available
21 | kdcr-sr-2023.pdf | 2024 | Keppel DC Singapore 5 (SGP5) | Keppel Data Centres | Yes | Yes | Yes (Sustainability Report) | No | 1. Milan Data Centre 2. Almere Data Centre 3. Eindhoven Campus 4. Cardiff Data Centre 5. GV7 Data Centre 6. London Data Centre 7. Keppel DC Singapore 1 (KDC SGP 1) 8. Keppel DC Singapore 2 (KDC SGP 2) 9. Keppel DC Singapore 3 (KDC SGP 3) 10. Keppel DC Singapore 4 (KDC SGP 4) 11. Keppel DC Singapore 5 (KDC SGP 5) 12. Gore Hill Data Centre (Gore Hill DC) 13. Basis Bay Data Centre (Basis Bay DC) 14. Keppel DC Dublin 1 (KDC DUB 1) 15. Keppel DC Dublin 2 (KDC DUB 2) | Not available | Not available | Milan, Almere, Eindhoven, Cardiff, London, Singapore, Sydney, Kuala Lumpur, Dublin. | Singapore | The countries mentioned where the data centers are located include: - Singapore - Australia - Malaysia - Ireland | Not available | Not available | Not available | Not available | Yes | Yes | Yes | Not available | Yes | Yes | Not available | Not available | Not available | Not available | Yes | Yes | Not available | Not available | Not available | Not available | Not available | Not available | Not available | Not available | n+1 | Not available | Not available | ISO 14001:2015 Environmental Management Systems ISO 50001 Energy Management Systems | 1. ISO/IEC 27001:2013 Information Security Management System 2. ISO 45001:2018 Occupational Health Management System 3. ISO 9001:2015 Quality Management System 4. ISO 50001 certifications for energy management systems 5. ISO 14001 certifications for environmental management systems | Not available | Not available | Not available | Not available | Not available | Not available | Colocation | Not available | Not available | Not available | Not available | Not available | Not available | Not available | Not available | Yes | SS 564 Part-1:2020 Energy and Environment Management System Water Efficient Building by PUB | The energy standards mentioned in the text are: - SS 564 Part-1:2020 Energy and Environment Management System - Water Efficient Building by PUB - EU Code of Conduct Participation | ISO 46001:2009 Water Efficiency Management Systems certification SS 564 Part-1:2020 Energy and Environment Management System | The security standards mentioned in the text are: 1. ISO/IEC 27001:2013 Information Security Management System 2. ANSI/TIA-942-B:2017 – Rated 3 3. SS 507:2015 Provision of Business Continuity and Disaster Recovery Facilities Services | Not available
21 | kcl-sr-21.pdf | 2022 | Keppel DC Singapore 5 (SGP5) | Keppel Data Centres | No | Yes | Yes (Sustainability Report) | No | not available | Keppel Data Centres | Not available | Not available | Not available | Not available | Not available | Not available | Not available | Not available | Not available | Yes | Yes | Not available | Yes | Yes | Not available | Not available | Not available | Not available | Not available | Not available | Not available | Not available | Not available | Not available | Not available | Not available | Not available | Not available | Not available | Not available | Not available | SS 564, ISO 50001 | The ISO Standards/certificates mentioned for the data centers are: - ISO 24762 - ISO 50001 - ISO 14001 | Not available | Not available | Not available | Not available | Not available | Not available | Not available | hydrogen | Not available | Not available | The low-carbon techNot availablelogy inNot availablevations mentioned in the text are: - Energy-as-a-Service - Real-Estate-as-a-Service - green ammonia supply chain - carbon capture, utilisation and storage | District Cooling Systems (DCS) | Not available | Not available | Not available | Yes | The green building standards mentioned are: - Building and Construction Authority of Singapore’s (BCA) Green Mark GoldPLUS standard, or its equivalent. - BCA Green Mark Gold Standard, or its equivalent. - Singapore Green Building Council’s 4-ticks rating, or its equivalent, by 2030. | Not available | Not available | Not available | Not available
21 | cs-sgx-conference-2021-slides-final.pdf | 2021 | Keppel DC Singapore 5 (SGP5) | Keppel Data Centres | No | Yes | No | No | Green Data Centre Park | Not available | Not available | Singapore | Asia Pacific & Europe | Singapore | Not available | not available | Not available | Not available | Not available | Not available | Not available | Not available | Not available | Not available | Not available | Not available | Not available | Not available | Not available | Not available | Not available | Not available | Not available | Not available | Not available | Not available | Not available | Not available | Not available | Not available | Not available | Not available | Not available | Not available | Not available | Not available | Not available | Not available | Not available | Not available | Clean H2 power | Not available | Not available | Not available | Seawater cooling | Not available | Not available | Not available | Yes | Not available | Not available | Not available | Not available | Not available
21 | kdcr-sr19.pdf | 2020 | Keppel DC Singapore 5 (SGP5) | Keppel Data Centres | Yes | Yes | Yes (Sustainability Report) | No | 1. Keppel DC Singapore 1 (KDC SGP 1) 2. Keppel DC Singapore 2 (KDC SGP 2) 3. Keppel DC Singapore 3 (KDC SGP 3) 4. Keppel DC Singapore 5 (KDC SGP 5) 5. Basis Bay Data Centre (Basis Bay DC) 6. Gore Hill Data Centre (Gore Hill DC) 7. Keppel DC Dublin 1 (KDC DUB 1) 8. Keppel DC Dublin 2 (KDC DUB 2) | Not available | Not available | Singapore | The regions where the data centers are located, as mentioned in the context, are: 1. Australia 2. United Kingdom 3. Germany 4. Italy 5. Netherlands 6. Singapore 7. Malaysia 8. Ireland | Singapore | Not available | Not available | Not available | Not available | Yes | Yes | Not available | Not available | Not available | Yes | Not available | Not available | Not available | Not available | Not available | Yes | Not available | Not available | Not available | Not available | Not available | Not available | Not available | Not available | Not available | Not available | ISO 50001:2011 Energy Management System | ISO 50001:2011 Energy Management System | 1. ISO 50001:2011 Energy Management System 2. ISO 27001:2013 Information Security Management System 3. ISO 9001:2015 Quality Management System 4. ISO/IEC 27001:2013 Information Security Management System | Not available | Not available | Not available | Not available | Not available | Not available | Not available | Not available | Not available | Not available | The low-carbon techNot availablelogy inNot availablevations mentioned in the text are: - Chillers - Cooling towers - Diesel Rotary Uninterruptible Power Supply devices | chilled water-cooling systems | Not available | Not available | Not available | Yes | Not available | The energy standards mentioned in the text are: - Energy Efficiency: 67 to 69 - 302-1: Energy consumption within the organisation: 63, 68 to 69 | The water efficiency standards mentioned are: - SS 577:2012 Water Efficiency Management System - ISO 46001:2019 – Water Efficiency Management Systems (WEMS) | Not available | Not available
21 | kdc-sgp-5-fa.pdf | 2020 | Keppel DC Singapore 5 (SGP5) | Keppel Data Centres | Yes | Yes | No | Yes | DC 1 SGP 5 SGP 1 SGP 2 SGP 4 | Keppel Data Centres | Not available | Singapore | Asia Pacific and Europe. | Singapore | Not available | not available | Not available | Not available | Yes | Yes | Yes | Not available | Yes | Yes | Not available | Not available | Not available | Not available | Not available | Yes | Yes | Yes | Yes, 24/7. | Not available | Yes | Yes | Not available | Not available | The information provided does Not availablet specify the redundancy level for the cooling systems in terms of an "n+1" format or similar. Therefore, the answer is "Not available" | The information provided does Not availablet specify the redundancy level for standby power in a format such as N+1, N+2, etc. Therefore, the answer is "Not available" | ISO 50001 | - ISO 9001 - ISO 14001 - ISO 27001 - ISO 45001 - ISO 46001 - ISO 50001 | The ISO Standards/certificates assigned to the datacenter are: - ISO 9001 - ISO 14001 - ISO 27001 - ISO 45001 - ISO 46001 - ISO 50001 | Not available | Not available | Not available | 5-storey building | 12.5 kN/sqm | The slab to slab height mentioned is up to 6.8 m. | Not available | Not available | Not available | Not available | Not available | Dual piping | The Water Usage Effectiveness (WUE) of the data center is Not availablet mentioned in the provided information. Therefore, the answer is 'Not available'. | 208,096 sqft | Not available | Yes | The green building standards mentioned are: - BCA-IMDA Green Mark Award (Platinum) | Not available | Not available | The security standards mentioned are: - TVRA - ISO 9001, 14001, 27001, 45001, 46001, 50001 - TIA 942 Rated 3 - SS 564, 507 | The security systems in use are: - 24/7 onsite security force with mandatory personnel and vehicle checks - 24/7 CCTV monitoring - Anti-climb perimeter fencing and vehicle trap system - Access control with 2-factor authentication and man trap entry
22 | kdcr-sr-2023.pdf | 2024 | Keppel DC Singapore 3 (SGP3) | Keppel Data Centres | Yes | Yes | Yes (Sustainability Report) | No | 1. Milan Data Centre 2. Almere Data Centre 3. Eindhoven Campus 4. Cardiff Data Centre 5. GV7 Data Centre 6. London Data Centre 7. Keppel DC Singapore 1 (KDC SGP 1) 8. Keppel DC Singapore 2 (KDC SGP 2) 9. Keppel DC Singapore 3 (KDC SGP 3) 10. Keppel DC Singapore 4 (KDC SGP 4) 11. Keppel DC Singapore 5 (KDC SGP 5) 12. Gore Hill Data Centre (Gore Hill DC) 13. Basis Bay Data Centre (Basis Bay DC) 14. Keppel DC Dublin 1 (KDC DUB 1) 15. Keppel DC Dublin 2 (KDC DUB 2) | Not available | Not available | Milan, Almere, Eindhoven, Cardiff, London, Singapore, Sydney, Kuala Lumpur, Dublin. | Singapore | Singapore Australia Malaysia Ireland | Not available | Not available | Not available | Not available | Yes | Yes | Yes | Not available | Yes | Yes | Not available | Not available | Not available | Not available | Yes | Yes | Not available | Not available | Not available | Not available | Not available | Not available | Not available | Not available | n+1 | Not available | Not available | ISO 14001:2015 ISO 50001 | 1. ISO/IEC 27001:2013 Information Security Management System 2. ISO 45001:2018 Occupational Health Management System 3. ISO 9001:2015 Quality Management System 4. ISO 50001 certifications for energy management systems 5. ISO 14001 certifications for environmental management systems | Not available | Not available | Not available | Not available | Not available | Not available | Colocation | Not available | Not available | Not available | Not available | Not available | Not available | Not available | Not available | Yes | SS 564 Part-1:2020 Energy and Environment Management System Water Efficient Building by PUB | The energy standards mentioned in the text are: - SS 564 Part-1:2020 Energy and Environment Management System - EU Code of Conduct Participation | ISO 46001:2009 Water Efficiency Management Systems certification SS 564 Part-1:2020 Energy and Environment Management System | 1. ISO/IEC 27001:2013 Information Security Management System 2. ANSI/TIA-942-B:2017 – Rated 3 3. SS 507:2015 Provision of Business Continuity and Disaster Recovery Facilities Services | Not available
22 | kcl-sr-21.pdf | 2022 | Keppel DC Singapore 3 (SGP3) | Keppel Data Centres | No | Yes | Yes (Sustainability Report) | No | not available | Keppel Data Centres | Not available | Not available | Not available | Not available | Not available | Not available | Not available | Not available | Not available | Yes | Yes | Not available | Not available | Yes | Not available | Not available | Not available | Not available | Not available | Not available | Not available | Not available | Not available | Not available | Not available | Not available | Not available | Not available | Not available | Not available | Not available | SS 564, ISO 50001 | The ISO Standards/certificates mentioned for the data centers are: - ISO 24762 - ISO 50001 - ISO 14001 | Not available | Not available | Not available | Not available | Not available | Not available | Not available | Not available | Not available | Not available | The low-carbon techNot availablelogy inNot availablevations mentioned in the text are: - Energy-as-a-Service - Real-Estate-as-a-Service - green ammonia supply chain - carbon capture, utilisation and storage | District Cooling Systems (DCS) | Not available | Not available | Not available | Yes | The green building standards mentioned are: - Building and Construction Authority of Singapore’s (BCA) Green Mark GoldPLUS standard, or its equivalent. - BCA Green Mark Gold Standard, or its equivalent. - Singapore Green Building Council’s 4-ticks rating, or its equivalent, by 2030. | Not available | Not available | Not available | Not available
22 | cs-sgx-conference-2021-slides-final.pdf | 2021 | Keppel DC Singapore 3 (SGP3) | Keppel Data Centres | No | Yes | No | No | Green Data Centre Park | Not available | Not available | Singapore | Asia Pacific & Europe | Singapore | Not available | not available | Not available | Not available | Not available | Not available | Not available | Not available | Not available | Not available | Not available | Not available | Not available | Not available | Not available | Not available | Not available | Not available | Not available | Not available | Not available | Not available | Not available | Not available | Not available | Not available | Not available | Not available | Not available | Not available | Not available | Not available | Not available | Not available | Not available | Not available | Clean H2 power | Not available | Not available | The low-carbon techNot availablelogy inNot availablevations mentioned in the text are: - Seawater cooling - Green power - Renewable energy - Hydrogen power | Seawater cooling | Not available | Not available | Not available | Yes | Not available | Not available | Not available | Not available | Not available
22 | ad84a8d8-b053-483d-9163-f7fd439f3cfd.pdf | 2020 | Keppel DC Singapore 3 (SGP3) | Keppel Data Centres | Yes | Yes | No | Yes | Not available | Keppel Data Centres | Not available | Not available | Asia Pacific and Europe. | Singapore | Not available | not available | Yes | Not available | Yes | Yes | Yes | Not available | Yes | Yes | Not available | Not available | Not available | Not available | Not available | Yes | Yes | Yes | Yes, 24/7. | Not available | Yes | Yes | Not available | Not available | The information provided does Not availablet specify the redundancy level for the power and cooling systems in terms of an "n+1" format or similar. Therefore, the answer is "Not available" | Not available | Not available | ISO 9001, 14001, 27001, 45001, 46001, 50001 | - ISO 9001 - ISO 14001 - ISO 27001 - ISO 45001 - ISO 46001 - ISO 50001 | Not available | Not available | Not available | 5-storey building | 15 kN/sqm | The slab to slab height mentioned is up to 5.74 m. | Not available | Not available | Not available | Not available | Not available | Not available | Water Usage Effectiveness (WUE) is Not availablet mentioned in the provided information. Therefore, the response is 'Not available'. | 133,878 sqft | Not available | Yes | - LEED Certification (Gold) - BCA-IMDA Green Mark Award (Platinum) | Not available | Not available | The security standards mentioned are: - TVRA - TIA 942 Rated 3 - SS 564, 507 | The security systems in use are: - 24/7 onsite security force with mandatory personnel and vehicle checks - 24/7 CCTV monitoring - Anti-climb perimeter fencing and vehicle trap system - Access control with 2-factor authentication and man trap entry - Integrated visitor management system
22 | kdcr-sr2022.pdf |  | Keppel DC Singapore 3 (SGP3) | Keppel Data Centres | No | Yes | Yes (Sustainability Report) | No | - Keppel DC Singapore 1 (KDC SGP 1) - Keppel DC Singapore 2 (KDC SGP 2) - Keppel DC Singapore 3 (KDC SGP 3) - Keppel DC Singapore 4 (KDC SGP 4) - Keppel DC Singapore 5 (KDC SGP 5) - Gore Hill Data Centre (Gore Hill DC) - Basis Bay Data Centre (Basis Bay DC) - Keppel DC Dublin 1 (KDC DUB 1) - Keppel DC Dublin 2 (KDC DUB 2) | Not available | Not available | The cities where the data centers are located are: - Sydney (Australia) - Guangdong (China) - Cardiff (United Kingdom) - London (United Kingdom) - Almere (Netherlands) - Amsterdam (Netherlands) - Eindhoven (Netherlands) - Milan (Italy) - Kelsterbach (Germany) - Singapore - Dublin (Ireland) | The regions where the data centers are located, as mentioned in the provided context, are: - Australia - China - United Kingdom - Netherlands - Italy - Germany - Singapore - Malaysia - Ireland | The countries mentioned where the data centers are located include: - Singapore - Australia - Malaysia - Ireland - China - United Kingdom - Netherlands - Italy - Germany | Not available | not available | Not available | Not available | Yes | Not available | Not available | Not available | Not available | Yes | Not available | Yes | Not available | Not available | Yes | Yes | Not available | Not available | Not available | Not available | Not available | Not available | Not available | Not available | Not available | The provided text does Not availablet mention specific details about standby power redundancy configurations such as n+1 or any other specific number. Therefore, the answer is "Not available" | ISO 14001, ISO 50001 | ISO 14001:2015 Environmental Management System ISO 50001 certifications | 1. ISO/IEC 27001:2013 Information Security Management System 2. ISO 14001:2015 Environmental Management System 3. ISO/IEC 27701:2019 Privacy Information Management System 4. ISO 50001 certifications in energy management system | Not available | Not available | Not available | Not available | Not available | The size of the building floor to ceiling height is Not availablet mentioned in the text provided. Therefore, the response is 'Not available'. | Colocation | Not available | Not available | Not available | LED lights, motion sensors | Not available | Not available | Not available | Not available | Yes | The green building standards mentioned in the text are: - SS 564 Part-1:2020 Energy & Environment Management System - Water Efficient Building by PUB | Not available | The water efficiency standards mentioned in the text are: - SS 564 Part-1:2020 Energy & Environment Management System - ISO 46001:2019 Water Efficiency Management Systems (WEMS) | 1. ISO/IEC 27001:2013 Information Security Management System 2. ISO 27001:2013 Information Security Management System 3. ANSI/TIA-942-B:2017 - Rated 3 | Not available
23 | 2024.GlobalDataCenterSurvey.Report.pdf | 2024 | STT Defu 2 | ST Telemedia Global Data Centres | No. | No | No | No | Not available | Not available | Not available | Not available | North America and Europe | Not available | Not available | Not available | Not available | Not available | Not available | Not available | Not available | Not available | Not available | Not available | Not available | Not available | Not available | Not available | Not available | Yes | Not available | Not available | Not available | Not available | Not available | Not available | Not available | n+1 | Not available | Not available | Not available | Not available | Not available | Not available | Not available | Not available | Not available | Not available | Not available | Colocation | Not available | Not available | 1.56 | Not available | Not available | Not available | Not available | Not available | Yes | Not available | Not available | Not available | Not available | Not available
23 | Inaugural_Environmental_Social_Governance_ESG_Report_1.pdf | 2021 | STT Defu 2 | ST Telemedia Global Data Centres | No | Yes | Yes (ESG Report) | No | ST Telemedia Global Data Centres | ST Telemedia Global Data Centres | Not available | Delhi | Korea | India, Singapore, Thailand | Not available | Not available | Yes | Not available | Not available | Not available | Yes | Not available | Yes | Yes | Not available | Not available | Not available | Not available | Not available | Not available | Not available | Yes | Yes, 24/7. | Not available | Yes | Not available | Not available | Not available | Not available | Not available | Not available | ISO 14001 – Environmental Management System ISO 50001 – Energy Management | ISO 45001 | Not available | 11,000 sqft | Not available | Not available | Not available | Not available | Colocation | Not available | Not available | Not available | The low-carbon techNot availablelogy inNot availablevations mentioned are: - energy efficient cooling - renewable energy - sustainable energy storage | The cooling systems mentioned are: - Air-cooled chillers | Not available | 11,000 sqft | Not available | Yes | Not available | Not available | Not available | International data centre and cybersecurity certifications | The security systems mentioned in the text are: - Intrusion detection - Physical access controls - 24x7 CCTV monitoring
23 | AFII-STT-sustainability-linked-perpetual.pdf |  | STT Defu 2 | ST Telemedia Global Data Centres | No. | Yes | Yes (ESG Report) | No | not available | STT GDC India | Not available | Bengaluru | Bengaluru | India | Active | not available | Not available | Not available | Not available | Not available | Not available | Not available | Not available | Not available | Not available | Not available | Not available | Not available | Not available | Not available | Not available | Not available | Not available | Not available | Not available | Not available | Not available | Not available | Not available | Not available | Not available | Not available | Not available | Not available | Not available | Not available | Not available | Not available | Not available | Not available | O2 Power | Not available | Not available | Not available | Not available | Not available | Not available | Not available | Yes | Not available | Not available | Not available | Not available | Not available
23 | STT-GDC_Award-Writeup.pdf |  | STT Defu 2 | ST Telemedia Global Data Centres | No | Yes | No | No | not available | STT GDC | Not available | Bekasi | Bekasi, Indonesia | Indonesia | Active | not available | Not available | Not available | Not available | Not available | Not available | Not available | Not available | Not available | Not available | Not available | Not available | Not available | Not available | Not available | Not available | Not available | Not available | Not available | Not available | Not available | Not available | Not available | Not available | Not available | Not available | Not available | Not available | Not available | Not available | Not available | Not available | Not available | Not available | Not available | The power system in use by the datacenter is fuel cell energy-powered servers. | Not available | Not available | 1. AI-based cooling system 2. Cold energy from regasification of liquefied natural gas 3. Fuel cell energy-powered servers using solid oxide fuel cell techNot availablelogy | The cooling system in use by the data center is chassis-level precision immersion techNot availablelogy. | 18% | Not available | Not available | Yes | Not available | The energy standards mentioned in the text are maintaining a certain PUE and demonstrating energy-efficient measures. | Not available | Not available | Not available
24 | ESG-Report-2022-23.pdf | 2023 | Princeton Digital SG1 | Princeton Digital Group | No | Yes | Yes (Sustainability Report) | No | The names of the data centers mentioned in the text are: - Jakarta Cibitung - Jakarta Bintaro - Bandung - Pekanbaru - Surabaya | Princeton Digital Group Data Centres | Not available | The data center is located in Kita ward. | Indonesia | Indonesia | Active | Not available | Not available | Not available | Not available | Not available | Not available | Not available | Not available | Yes | Not available | Not available | Not available | Not available | Not available | Not available | Not available | Not available | Not available | Not available | Not available | Not available | Not available | Not available | Not available | Not available | ISO 50001 : 2018 | ISO 50001 : 2018 | ISO 50001 : 2018 | Not available | Not available | Not available | G + 6 storeys each | Not available | Not available | hyperscale | Not available | Not available | 1.2 – 1.4 | Not available | air-cooled chiller system | Not available | 84,000m² | Not available | Yes | The green building standards mentioned are BREEAM and LEED. | The energy standards mentioned are BREEAM and LEED. | Not available | Not available | Not available
24 | ESG-Report-2021-22.pdf |  | Princeton Digital SG1 | Princeton Digital Group | No | Yes | Yes (Sustainability Report) | No | SH1 PE1 JB1 JC1 SB1 BD1 SG1 | Not available | Not available | Shanghai, Pekanbaru, Jakarta, Surabaya, Bandung, Singapore, Tokyo, Beijing, Langfang, Xi’an, Nanjing, Nantong, Foshan, Mumbai. | Jakarta | The data centers are located in the following countries: 1. China 2. Indonesia 3. Singapore 4. Japan 5. India | Not available | 2022 | Not available | Not available | Not available | Not available | Not available | Not available | Not available | Yes | Not available | Not available | Not available | Not available | Not available | Not available | Not available | Not available | Not available | Not available | Not available | Not available | Not available | Not available | Not available | Not available | Not available | ISO 50001 – Energy Management Systems | ISO 50001 – Energy Management Systems | Not available | Not available | Not available | 28 | Not available | Not available | Hyperscaler | UPS (uninterrupted power supply) systems | Not available | 1.34 | Battery techNot availablelogy and artificial intelligence (AI) | closed-loop water system | 2.4 m/MWh | Not available | Not available | Yes | The green building standards mentioned in the text are: - Leadership in Energy and Environmental Design (LEED) - Singapore’s BCA Green Mark Platinum - India’s IGBC Platinum | ISO 50001 – Energy Management Systems | Not available | Not available | Not available
24 | ESG-Report-2023-24.pdf |  | Princeton Digital SG1 | Princeton Digital Group | No | Yes | Yes (Sustainability Report) | Yes | The names of the data centers mentioned in the text are: - SG1 - JH1 - SH1 - NJ1 - LF1 - ID1 | Not available | Not available | Surabaya | Singapore | Singapore | Active | not available | Not available | Not available | Yes | Yes | Not available | Yes | Yes | Not available | Not available | Not available | Not available | Not available | Not available | Not available | Not available | Not available | Not available | Not available | Not available | Not available | Not available | Not available | Not available | Not available | Not available | ISO 45001 | ISO 45001 | Not available | Not available | Not available | Not available | Not available | Not available | Not available | UPS | Not available | <1.21 | Not available | closed-loop air cooled chiller systems | Not available | Not available | Not available | Not available | BCA Green Mark | Not available | Not available | ISO 45001 | Not available
25 | global-switch-esg-report-2022.pdf | 2024 | Global Switch Singapore Tai Seng | Global Switch | No. | Yes | Yes (ESG report) | No | Paris West data centre, Paris East | Global Switch | Frankfurt Campus Frankfurt North / Frankfurt South Eschborner Landstraße 110 60489 Frankfurt am Main Germany Madrid Calle Yécora, 4 28022 Madrid Spain Paris Campus Paris East / Paris West 7-9 rue Petit 92582 Clichy Cedex, France | Denver, Phoenix, Los Angeles, Amsterdam, Paris, Madrid, Hong Kong, Sydney, London. | Madrid | The data centers are located in the countries: - Spain - France | Active | not available | Not available | Not available | Yes | Not available | Yes | Not available | Yes | Not available | Not available | Not available | Not available | Not available | Not available | Yes | Not available | Not available | Not available | Not available | Not available | Not available | Not available | Not available | Not available | Not available | ISO 14001 | Not available | ISO14001 ISO 27001(Information Security Management) | Not available | Not available | Not available | Not available | Not available | Not available | Colocation | Not available | Not available | 1.2 Europe and 1.4 Asia-Pacific | Heat pumps | Liquid cooling | Not available | Not available | Not available | Yes | The green building standards mentioned in the text are LEED, BREEAM, and Green Mark. Minimum requirements are BREEAM = Excellent, LEED = Gold, Green Mark = Platinum. | Not available | ISO 46001 (Water Efficiency Management Systems) | Not available | Not available
25 | global-switch-esg-report-2021.pdf | 2024 | Global Switch Singapore Tai Seng | Global Switch | Yes | Yes | Yes (ESG report) | No | Not available | The name of the data center operator mentioned in the text is Global Switch. | Not available | Madrid, Singapore, and Sydney. | Madrid | Spain | Active | not available | Not available | Yes | Yes | Yes | Not available | Not available | Yes | Not available | Not available | Not available | Not available | Not available | Not available | Not available | Not available | Not available | Not available | Not available | Not available | Not available | Not available | Not available | Not available | Not available | Not available | ISO 14064-3: Greenhouse Gases | Not available | Not available | 428,000 sq m | Not available | Not available | Not available | Not available | The type of facility mentioned in the text is "colocation." | Not available | Not available | 1.2 in Europe and 1.4 in APAC. | The low-carbon techNot availablelogy inNot availablevations mentioned in the text are: - 'free cooling' systems - more efficient cooling delivery units - more efficient cooling plant | 'free cooling' systems | 0.75 | 428,000 sq m of technical space | Not available | Yes | The green building standards mentioned in the text are BREEAM ‘Very Good’ standard and LEED ‘Gold’ standard. | The energy standards mentioned in the text are BREEAM ‘Very Good’ standard for European developments and LEED ‘Gold’ standard for Asia Pacific developments. | BREEAM ‘Very Good’ and LEED ‘Gold’ | Not available | Not available
25 | 56189c63-42bb-4ff4-97d5-f606421bcfcd.pdf | 2020 | Global Switch Singapore Tai Seng | Global Switch | Yes | Yes | No | Yes | Global Switch Hong Kong | Global Switch | Not available | Hong Kong | Hong Kong | Hong Kong, France, Singapore | Not available | Not available | Not available | Not available | Yes | Yes | Yes | Not available | Yes | Yes | Not available | Not available | Not available | Not available | Not available | Yes | Not available | Not available | Yes, 24/7 | Yes | Yes | Yes | 100MVA | N+2 redundancy for Buildings 1-3 and N+1 redundancy for Buildings 4-5. | N+1 | N+1 redundancy for Buildings 4-5 and N+2 redundancy for Buildings 1-3. | ISO 50001 | ISO 14001 | The ISO Standards/certificates assigned to the data center are: - ISO 9001 - ISO 14001 - ISO 27001 - ISO 45001 - ISO 50001 | Raised floor | 70,000 sq m | Not available | Not available | 12 kN/m² | The floor to ceiling height mentioned in the text is 6 meters slab to slab. | Colocation | The power systems in use by the datacenter are: - Diesel Rotary UPS - Static UPS | Not available | Not available | Not available | Chilled water cooling system | Not available | 70,000 sq m of gross space | Not available | Yes | Not available | The energy standard mentioned in the text is ISO 50001. | Not available | ISO 27001 | The security systems mentioned in the text are: - Access control using proximity card readers and biometric systems - Physical access via mantrap - CCTV records kept for 31 days - Comprehensive intruder detection and alarms to all areas - Perimeter Intrusion Detection system (PIDs) - Strict access control procedures
25 | global-switch-technical-specification-singapore-tai-seng.pdf |  | Global Switch Singapore Tai Seng | Global Switch | Yes | Yes | No | Yes | Amsterdam Campus London Campus | Global Switch | Here are the full addresses of the data centers mentioned in the text: Amsterdam Campus: Johan Huizingalaan 759 1066 VH Amsterdam Netherlands London Campus, London East: Global Switch House 3 Nutmeg Lane London E14 2AX United Kingdom London Campus, London North: East India Dock House 240 East India Dock Road London E14 9YY United Kingdom | The data centers mentioned are located in Amsterdam, London, and Singapore. | The data centers mentioned are located in the following regions: - Amsterdam, Netherlands - London, United Kingdom - Singapore | The data centers mentioned are located in the Netherlands, United Kingdom, and Singapore. | Not available | Not available | Yes | Not available | Yes | Not available | Yes | Not available | Yes | Yes | Not available | Not available | Not available | Not available | Not available | Yes | Not available | Not available | Yes, the data center has onsite security staff available 24x7x365. | Not available | Yes | Yes | 30MVA | 2N and N+1 | N+1 | N+1 | Not available | ISO 9001, 14001, 27001, 45001, 50001 | ISO 27001 | Raised floor | 26,743 sq m | Not available | 7 data floors | 7.5 kN/m² | The typical slab to slab height mentioned in the text is 4.1 meters. | Not available | The power systems in use by the data center are: - 2N static UPS - Diesel Rotary UPS with N+1 distributed redundancy - Diesel backup generator system with N+1 redundancy | Not available | Not available | Not available | Condenser water and chilled water based cooling systems | Not available | 26,743 sq m of gross space | Not available | Yes | Not available | Not available | Not available | ISO 27001 | The security systems mentioned in the text are: - Access control using proximity card readers - Physical access via mantrap - Secure managed delivery and loading area available 24x7x365 - Fully addressable fire detection system - Aspirated early warning smoke detection system (monitored 24x7x365) - Dry pipe pre-action sprinkler system - Inergen gas suppression system in technical areas
25 | global-switch-brochure-singapore-woodlands.pdf |  | Global Switch Singapore Tai Seng | Global Switch | Yes | Yes | No | Yes | Global Switch Hong Kong Global Switch Singapore | Global Switch | Not available | Hong Kong and Singapore. | Asia-Pacific | Singapore | Not available | Not available | Not available | Not available | Yes | Yes | Yes | Not available | Yes | Yes | Not available | Not available | Not available | Not available | Not available | Yes | Not available | Yes | Yes, security guard patrols 24x7x365. | Yes | Yes | Yes | 30MVA | N+2 and N+1 | N+1 | N+N | Not available | ISO 14001, ISO 50001 | The ISO Standards/certificates assigned to the data center are: - ISO 9001 - ISO 14001 - ISO 27001 - ISO 45001 - ISO 50001 | Raised floor | Not available | Not available | Not available | 15N/m² | The minimum height from the raised floor to the underside of the ceiling mentioned in the text is 3.5 meters. | Not available | 22kV utility supply with N+N redundancy | Not available | 1.34 | Not available | Not available | Not available | Not available | Not available | Yes | The green building standards mentioned are: - BCA Green Mark Platinum - LEED Gold certification | Not available | Not available | ISO 27001 | The security systems mentioned in the text are: - Readers and biometric systems - Comprehensive intruder detection and alarms to all areas - Perimeter Intrusion Detection system (PIDs) - Analogue addressable fire detection system in all areas - HD video surveillance system - Biometric entry controls
25 | global-switch-sustainability-policy-issue-11-march-2024-english.pdf |  | Global Switch Singapore Tai Seng | Global Switch | No | Yes | No | No | not available | Global Switch | Not available | Not available | Not available | Not available | Active | not available | Not available | Not available | Not available | Not available | Yes | Not available | Not available | Yes | Not available | Not available | Not available | Not available | Not available | Not available | Not available | Yes | Yes, the data center has resilient 24x7x365 security. | Not available | Not available | Not available | Not available | Not available | Not available | Not available | ISO 14001:2015, ISO 50001:2018 | ISO 14001:2015, ISO 50001:2018 | The ISO standards/certificates mentioned in the text are: - ISO 14001:2015 certified Environmental Management System - ISO 50001:2018 certified Energy Management System | Not available | Not available | Not available | Not available | Not available | Not available | Not available | Not available | Not available | Not available | Not available | compressor-less or reduced compressor use for cooling | Not available | Not available | Not available | Yes | Not available | The energy standards mentioned in the text are ISO 14001:2015 certified Environmental Management System and ISO 50001:2018 certified Energy Management System. | Not available | Not available | Not available
25 | global-switch-task-force-on-climate-related-financial-disclosures-report-2023.pdf |  | Global Switch Singapore Tai Seng | Global Switch | Yes | Yes | Yes (ESG report) | No | The names of the data centers mentioned in the text are: - Amsterdam West / Amsterdam East - London East - London North - Frankfurt North / Frankfurt South | Global Switch | The full address of the data center mentioned in the text is: Global Switch House 3 Nutmeg Lane London E14 2AX United Kingdom | The cities where the data centers are located are: - Amsterdam - London - Frankfurt - Madrid - Sydney | Amsterdam, London, Frankfurt, Madrid. | The countries where the data centers are located are: - Netherlands - United Kingdom - Germany - Spain - Australia | Not available | not available | Not available | Not available | Not available | Not available | Not available | Not available | Not available | Not available | Not available | Not available | Not available | Not available | Not available | Not available | Not available | Not available | Not available | Not available | Not available | Not available | Not available | Not available | Not available | Not available | Not available | Not available | Not available | Not available | Not available | Not available | Not available | Not available | Not available | Not available | Not available | Not available | 1.2 in Europe and 1.4 in Asia-Pacific | Not available | Adiabatic coolers/cooling tower water use | 0.75 in Europe and 1.0 in Asia-Pacific | Not available | Not available | Yes | The green building standards mentioned are BREEAM and LEED. | Not available | Not available | ISO 31000 | Not available
26 | 05.pdf | 2024 | China Mobile Singapore | China Mobile International | No | No | Yes (Sustainability Report) | No | Hong Kong Fo Tan and Mong Kok Bay data centers | China Mobile | Not available | Hong Kong, Singapore, London, Frankfurt | Hong Kong, Singapore, London, Frankfurt | Hong Kong (China), Singapore, United Kingdom, Germany | Active | not available | Not available | Not available | Not available | Not available | Not available | Not available | Not available | Not available | Not available | Not available | Not available | Not available | Not available | Not available | Not available | Not available | Not available | Not available | Not available | Not available | Not available | Not available | Not available | Not available | Not available | Not available | Not available | Not available | Not available | Not available | Not available | Not available | Not available | Not available | Not available | Not available | Not available | Not available | Not available | Not available | Not available | Not available | Yes | Not available | Not available | Not available | The security standards mentioned in the text are: - ChinaMobileAll-StaffSafeProductionResponsibilitySystem - ChinaMobileFireControlRoomManagementRegulations - ChinaMobileBusinessPlaceSafetyManagementRegulations - ChinaMobileHeadOfficeSafetyManagementRegulations - SafetyProductionSupervisionandInspectionStandards(Scenario-Based) | Not available
26 | sd2023.pdf | 2024 | China Mobile Singapore | China Mobile International | No | No | Yes (Sustainability Report) | No | Hong Kong Fo Tan and Mong Kok Bay data centers | Not available | Not available | Hong Kong, Singapore, London, Frankfurt | Beijing-Tianjin-Hebei, Yangtze River Delta, Greater Bay Area, Chengdu-Chongqing, Hong Kong (China), Singapore, London (UK), Frankfurt (Germany) | China | Active | not available | Not available | Yes | Not available | Not available | Not available | Not available | Not available | Not available | Not available | Not available | Not available | Not available | Not available | Not available | Not available | Not available | Not available | Not available | Not available | Not available | Not available | Not available | Not available | Not available | Not available | Not available | Not available | Not available | Not available | Not available | Not available | Not available | Not available | Not available | city electricity direct supply and high-voltage DC | The renewable energy power generation capacities mentioned in the text are as follows: - Jiangsu Mobile deployed photovoltaic power generation devices in six office buildings in Wuxi, generating 570,000 kWh of electricity throughout the year. - Guangxi Mobile built a distributed photovoltaic power station in the logistics warehouse center in the High-tech Zone, generating 1.77 million kWh of electricity throughout the year. | 1.36 | Not available | High-dimensional cooling system | Not available | Not available | Not available | Yes | Not available | Not available | Not available | ISO/IEC 27033-7:2023 | Not available
26 | ar2023.pdf | 2024 | China Mobile Singapore | China Mobile International | No. | Yes | Yes (Annual Report) | No | Not available | Not available | Not available | Not available | Not available | China | Active | not available | Not available | Not available | Not available | Not available | Not available | Not available | Not available | Not available | Not available | Not available | Not available | Not available | Not available | Not available | Not available | Not available | Not available | Not available | Not available | Not available | Not available | Not available | Not available | Not available | Not available | Not available | Not available | Not available | Not available | Not available | Not available | Not available | Not available | Not available | Not available | The capacities in wind and solar energy mentioned in the text are 210 million peak watts. | 1.32 | The low-carbon techNot availablelogy inNot availablevations mentioned in the text are: - Wind and Solar-Powered Wireless Network - Green Smart Park | Not available | Not available | Not available | Not available | Yes | Not available | Not available | Not available | Not available | Not available
26 | sd2022.pdf | 2023 | China Mobile Singapore | China Mobile International | No | No | Yes (Sustainability Report) | No | Nanjing, Suzhou, Wuxi | China Mobile | Not available | Nanjing, Suzhou, Wuxi | Not available | Not available | Not available | not available | No. | Not available | Not available | Not available | Yes | Not available | Not available | Not available | Not available | Not available | Not available | Not available | Not available | Not available | Not available | Yes | Yes, 24/7 | Not available | Not available | Not available | Not available | Not available | Not available | Not available | Not available | Not available | The ISO Standard mentioned in the text for the data center is ISO 14000 (Environmental Management Standards). | Not available | Not available | Not available | Not available | Not available | Not available | Not available | Not available | The average daily power generating capacity of the green energy cabin was 23.14 kWh. | 1.3 | Not available | The cooling system mentioned in the text is "plate heat exchanger." | Not available | 7,300 m² | Not available | Yes | BEAMPLUS and LEEDGOLD | The energy standards mentioned in the text are: - China Mobile Standards on Energy-Saving Classification of Equipment - SA 8000 (Social Accountability Standards) - OHSAS 18001 (Occupational Health and Safety Assessment Series) - ISO 14000 (Environmental Management Standards) | Not available | Not available | Not available
26 | 10.pdf | 2023 | China Mobile Singapore | China Mobile International | No. | No | Yes (Sustainability Report) | No | Not available | Not available | Not available | Not available | Not available | Not available | Not available | not available | Not available | Not available | Not available | Not available | Not available | Not available | Not available | Not available | Not available | Not available | Not available | Not available | Not available | Not available | Not available | Not available | Not available | Not available | Not available | Not available | Not available | Not available | Not available | Not available | Not available | Not available | Not available | Not available | Not available | Not available | Not available | Not available | Not available | Not available | Not available | Not available | Not available | Not available | Not available | Not available | Not available | Not available | Yes | Not available | Not available | Not available | Not available | Not available
26 | sd2021.pdf | 2022 | China Mobile Singapore | China Mobile International | No. | No. | Yes (Sustainability Report) | No | Zhongwei Data Center | not available | Not available | Zhongwei | Ningxia | not available | Active | not available | Yes | Not available | Not available | Not available | Yes | Not available | Not available | Not available | Not available | Not available | Not available | Not available | Not available | Not available | Not available | Not available | Not available | Not available | Not available | Not available | Not available | Not available | Not available | Not available | Not available | Not available | Not available | Not available | Not available | Not available | Not available | Not available | Not available | Not available | Not available | Not available | 1.1 | Not available | The cooling systems mentioned in the text are: - high-pressure variable-speed water-cooled chillers - in-row ACs - heat pipe backplates | Not available | Not available | Not available | Yes | Not available | Not available | Not available | Not available | The security systems mentioned in the text are: - Cloud-network integrated network security protection system
27 | ibx_sg2_en.pdf | 2024 | Equinix SG2 | Equinix | Yes | Yes | No | Yes | SG2 Singapore Data Center | Equinix | Not available | Singapore | Southeast Asia | Singapore | Active | not available | Yes | Not available | Yes | Not available | Not available | Not available | Not available | Not available | Yes | Yes | Not available | Not available | Yes | Yes | Not available | Yes | Yes, 24/7 on-site security officers. | Yes | Yes | Yes | Not available | 2N | N+1 (on chillers) and N+20% (on CRAC units) | N+1 | ISO 27001, PCI DSS | ISO 27001 | ▪ ISO 27001 ▪ PCI DSS | Raised | 20,370 m2 | Not available | 6 storey | 14.4 kN/m2 | Not available | Not available | The power systems mentioned are: - AC Power Circuits - UPS Redundancy 2N - Standby Power Configuration - Utility Feeders | Not available | Not available | The low-carbon techNot availablelogy inNot availablevations mentioned in the text are: - Adiabatic cooling - 100% renewable energy | CRAC units and water-cooled centrifugal chillers | Not available | Not available | Not available | Yes | The green building standards mentioned are: - SS 564 - BCA Green Mark Platinum Award | Not available | Not available | The security standards mentioned are: - SOC 1 Type II - SOC 2 Type II - ISO 27001 - PCI DSS | The security systems mentioned in the text are: - Biometric readers (in common areas) - Additional biometric readers (optional) - PIN & card readers - VIEW smoke and heat detectors
27 | Equinix,+Inc.+2022+Annual+Report.pdf | 2023 | Equinix SG2 | Equinix | No | No | Yes (Sustainability Report/ ESG Report/ Annual Report) | No | IBX data center | Not available | Not available | Bogotá | Not available | Colombia, Peru, Brazil, Chile | Not available | Not available | Yes | Yes | Not available | Not available | Yes | Yes | Not available | Yes | Not available | Not available | Not available | Not available | Yes | Not available | Not available | Yes | Not available | Yes | Not available | Not available | Not available | Not available | Not available | n+1 | ISO 14001:2015 Environmental Management Standard | ISO 14001:2015, ISO 50001:2011 | ISO 22301, ISO 14001:2015, ISO 50001 | Not available | Not available | Not available | Not available | Not available | Not available | The type of facility mentioned in the text is "colocation." | Not available | Not available | 1.46 | Not available | Not available | The Water Usage Effectiveness (WUE) of the data center is Not availablet mentioned in the provided text. Therefore, the answer is 'Not available'. | Not available | Not available | Yes | The green building standards mentioned in the text are: - LEED green buildings certifications - U.S. Environmental Protection Agency Energy Star for Data Centers - BCA Green Mark - NABERS - Green Globes | Energy and emissions are assured to ISO 14064-3:2019 standards for the quantification and reporting of greenhouse gas (GHG) emissions. | Not available | Not available | Not available
27 | Equinix,+Inc.+2021+Sustainability+Report+Highlights.pdf | 2022 | Equinix SG2 | Equinix | No. | Yes | Yes (Sustainability Report) | No | not available | Equinix, Inc. | not available | Redwood City, California | Americas, Asia-Pacific, Europe, the Middle East and Africa (EMEA) | The data centers are located in the Americas, Asia-Pacific, and Europe, the Middle East and Africa (EMEA). Specific country names are not mentioned in the provided context. | Active | not available | Not available | Yes | Yes | Not available | Yes | Not available | Not available | Yes | Not available | Not available | Not available | Not available | Not available | Yes | Not available | Not available | Yes, the data center uses a variety of suppliers who help maintain some aspects of data center operations and reliability, including physical security measures and security personnel. However, the specific number of hours they are available is Not availablet mentioned in the provided information. | Not available | Not available | Not available | Not available | N+1 | N+1 | N+1 (or greater) | ISO 14064-3 | ISO 14001 Environmental Management System, ISO 50001 Energy Management System | ISO 14001 Environmental Management System, ISO 50001 Energy Management System, ISO 14064-3 | Not available | Not available | Not available | Not available | Not available | Not available | Colocation | The power systems mentioned in the text are UPS units and backup generators. | Not available | 1.48 | Not available | Not available | Not available | Not available | Not available | Not available | Not available | ISO 14064-3 | Not available | Not available | Not available
27 | ibx_sg2_en_feb2021.pdf | 2021 | Equinix SG2 | Equinix | Yes | Yes | No | Yes | Singapore IBX® Data Center | Equinix | 15 Pioneer Walk, Singapore IBX® Data Center, 627753, Singapore | Singapore | Singapore | Singapore | Active | not available | No. | Not available | Yes | Not available | Not available | Not available | Not available | Not available | Yes | Yes | Not available | Not available | Yes | Yes | Yes | Yes | Yes, 24/7 on-site security officers. | Yes | Yes | Yes | Not available | 2N or N+1 (depending on floor) | N+1 (on chillers) and N+20% (on CRAC units) | N+1 | Not available | ISO 27001 | - ISO 27001 - PCI DSS - SOC 1 Type - SOC 2 Type - SS 564 | Raised Floor | 219,263 ft2 (20,370 m2) | 219,263 ft2 (20,370 m2) | 6-story | 11.97 kN/m2 | Not available | Colocation | The power systems mentioned are: - UPS Redundancy - Standby Power Configuration - Standby Power Redundancy - diesel generators | Not available | Not available | Adiabatic cooling | CRAC units and water-cooled centrifugal chillers | Not available | 219,263 ft2 (20,370 m2) | Not available | Yes | The green building standards mentioned are: - SS 564 Part 1: 2013 SG Standards for Green Data Centers - BCA-IMDA Green Mark Award (Platinum) | The energy standards mentioned are: - SS 564 Part 1: 2013 SG Standards for Green Data Centers - BCA-IMDA Green Mark Award (Platinum) | Not available | - ISO 27001 - PCI DSS - SOC 1 Type - SOC 2 Type - SS 564 | The security systems in use are: - Man trap entry - Perimeter fence and gate - 24/7 on-site security officers - Biometric readers (in common areas) - Additional biometric readers (optional) - PIN & card readers - CCTV surveillance with 30-day retention - Motion detection
28 | whs-case-study-air-trunk.pdf | 2024 | AirTrunk Singapore - SGP1 | AirTrunk | No. | Yes | Yes (Sustainability Report) | No | TOK2(WEST) JHB1 SGP1 MEL1 (WEST) HKG2 TOK1(EAST) OSK1(WEST) HKG1 SYD2 (NORTH) | AirTrunk | Not available | Tokyo, Japan | not available | Japan | Active | 2017 | Not available | Not available | Not available | Yes | Yes | Not available | Yes | Not available | Not available | Not available | Not available | Not available | Not available | Not available | Not available | Not available | Not available | Not available | Not available | Not available | Not available | Not available | Not available | Not available | Not available | ISO 14001 Environmental Management, ISO 45001 Occupational Health and Safety Management. | ISO9001 Quality Management, ISO 14001 Environmental Management, and ISO 45001 | Not available | Not available | Not available | Not available | Not available | Not available | Hyperscale | Not available | Not available | Not available | Not available | Not available | Not available | Not available | Not available | Yes | Not available | Not available | Not available | ISO 14001 Environmental Management and ISO 45001 Occupational Health and Safety Management system standards. | Not available
28 | AirTrunk-Climate-and-Nature-Related-Risks-Report-FY23-FINAL.pdf | 2023 | AirTrunk Singapore - SGP1 | AirTrunk | Yes | Yes | No | Yes | not available | AirTrunk | Not available | Not available | Tokyo | Not available | Not available | not available | Not available | Not available | Not available | Not available | Not available | Not available | Not available | Not available | Not available | Not available | Not available | Not available | Not available | Not available | Not available | Not available | Not available | Not available | Not available | Not available | Not available | Not available | Not available | Not available | Not available | Not available | Not available | Not available | Not available | Not available | Not available | Not available | Not available | Not available | Not available | Not available | Not available | Not available | Not available | Not available | Not available | Not available | Not available | Not available | Not available | Not available | Not available | Not available
28 | 762868_20230620_MIT Annual Report_2022_2023.pdf | 2023 | AirTrunk Singapore - SGP1 | AirTrunk | No. | No. | Yes (Sustainability Report) | No | not available | not available | 402 Franklin Road, Brentwood, 7337 Trade Street, San Diego and N15W24250 Riverwood Drive, Pewaukee | Not available | North American | Singapore | Active | 2023 | Not available | Not available | Not available | Not available | Not available | Not available | Not available | Not available | Not available | Not available | Not available | Not available | Not available | Not available | Not available | Not available | Not available | Not available | Not available | Not available | Not available | Not available | Not available | Not available | Not available | Not available | Not available | Not available | Not available | Not available | Not available | Not available | Not available | Colocation | Not available | Not available | Not available | Not available | Not available | Not available | Not available | Not available | Yes | BCA Green Mark | The energy standards mentioned in the text are "GRI 2021 Standards." | Public Utilities Board (“PUB”)’s Mandatory Water Efficiency Labelling Scheme and Voluntary Water Efficiency Labelling Scheme. | Not available | Not available
28 | airtrunk-sustainability-report-2022-online.pdf | 2022 | AirTrunk Singapore - SGP1 | AirTrunk | Yes | Yes | Yes (Sustainability Report) | No | not available | Not available | Not available | The cities where the data centers are located are: - Sydney - Melbourne - Tokyo - Singapore - Hong Kong | The data centers are located in Sydney (SYD1, SYD2), Melbourne (MEL1), Singapore (SGP1), and Hong Kong (HKG1). | Australia | Active | not available | Not available | Not available | Yes | Yes | Not available | Not available | Yes | Not available | Not available | Yes | Not available | Not available | Yes | Not available | Not available | Not available | Yes, operations contractors at our data centres in operation, such as security and facility management teams, are included. However, specific working hours such as 24/7 are Not availablet mentioned. | Not available | Not available | Not available | Not available | Not available | Not available | Not available | Not available | ISO 45001:2018, ISO 9001:2015, ISO 27001:2013 | ISO 27001, ISO 45001, and ISO 9001 | Not available | Not available | Not available | Not available | Not available | Not available | The type of facility mentioned in the text is "hyperscale." | Not available | Not available | Not available | Not available | Not available | 0.84 | Not available | Not available | Yes | Not available | Not available | Not available | ISO 27001:2013 SOC 2 Type 2 | Not available
28 | AirTrunk-FY23-Sustainability-Report-FINAL-Online.pdf |  | AirTrunk Singapore - SGP1 | AirTrunk | Yes | Yes | Yes (Sustainability Report) | No | not available | AirTrunk | Not available | Not available | The data centers mentioned are located in the following regions: - SYD (Sydney) - MEL (Melbourne) - SGP (Singapore) - HKG (Hong Kong) | Australia, Singapore, Hong Kong | not available | not available | Not available | Not available | Not available | Not available | Yes | Not available | Yes | Not available | Not available | Yes | Not available | Not available | Yes | Not available | Not available | Not available | Not available | Not available | Not available | Not available | Not available | Not available | Not available | Not available | Not available | ISO 14001:2015 ISO 45001 | ISO 45001, ISO 9001, and ISO 14001. | Not available | Not available | Not available | Not available | Not available | Not available | hyperscaler | Not available | Not available | 1.32 | Not available | The cooling systems mentioned are: - Indirect evaporative cooling (IEC) - Direct-to-chip liquid cooling | 0.10 | Not available | Not available | Yes | Not available | Not available | Not available | Not available | Not available
29 | Equinix-Inc_2023_Annual-Report.pdf | 2024 | Equinix SG4 | Equinix | No. | No | Yes (Sustainability Report/ ESG Report) | No | IBX Data Centers | Not available | Not available | The cities where the new data centers are located in 2023 are: Bogotá, Dubai, Dublin, Frankfurt, Madrid, Milan, and Montreal. | The regions where the new data centers are located in 2023 are Bogotá, Dubai, Dublin, Frankfurt, Madrid, Milan, and Montreal. | The countries mentioned where new data centers were opened are Colombia, United Arab Emirates, Ireland, Germany, Spain, Italy, and Canada. | Active | Not available | Not available | Yes | Yes | Not available | Yes | Not available | Not available | Yes | Not available | Not available | Not available | Not available | Not available | Not available | Not available | Yes | Not available | Yes | Not available | Not available | Not available | Not available | Not available | Not available | ISO 50001 Energy Management | ISO 14001:2015, ISO 50001:2011 | The ISO Standards mentioned for the data center are: - ISO 50001 Energy Management - ISO 14001 Environmental Management | Not available | Not available | Not available | Not available | Not available | Not available | The type of facility mentioned in the text is "colocation." | Not available | Not available | 1.42 | Not available | Not available | 1.07 | Not available | Not available | Yes | The green building and energy management certifications and schemes mentioned are: - USGBC LEED green buildings certifications - ISO 14001:2015 Environmental Management Standard - ISO 50001:2011 Energy Management Standard - BCA Green Mark - U.S. EPA Energy Star for Data Centers | The energy standards mentioned in the text are ISO 14064-3:2019 Standards. | Not available | The security standard mentioned in the text is "International Organization for Standardization (“ISO”) 27001 standards." | Not available
29 | ip_equinix_sustainability_report_2020_en_june2021.pdf | 2021 | Equinix SG4 | Equinix | No. | Yes | Yes (Sustainability Report) | No | IBX and xScale data center facilities | Equinix, Inc. | Not available | Redwood City, Hong Kong, Amsterdam | Americas, Asia-Pacific, Europe, the Middle East, and Africa (EMEA). | The countries mentioned where Equinix operates data centers are: 1. USA 2. Hong Kong 3. Netherlands 4. Canada | Active | Not available | Yes | Not available | Yes | Not available | Yes | Not available | Not available | Yes | Not available | Not available | Not available | Not available | Not available | Yes | Not available | Not available | Yes, the data center operations include physical security measures and security personnel. However, the specific number of hours they are available is Not availablet mentioned in the provided context. | Not available | Not available | Not available | Not available | N+1 (or greater) | N+1 | N+1 (or greater) redundancy | ISO 14064-3 | ISO 14001 Environmental Management System, ISO 50001, ISO 14064-3 | ISO 14001 Environmental Management System, ISO 50001, ISO 27001 | Not available | Not available | Not available | Not available | Not available | Not available | Colocation | The power systems mentioned in the text are UPS units and backup generators. | Not available | 1.51 | Not available | Not available | Not available | Not available | Not available | Yes | Singapore BCA-IMDA Green Mark, U.S. Green Building Council (LEED) | The energy standards mentioned are ISO 14064-3:2019. | Not available | Not available | Not available
29 | ibx_sg4_en_feb2021.pdf | 2021 | Equinix SG4 | Equinix | Yes | Yes | No | Yes | SG2SG2, SG4SG4, SG5SG5, SG3SG3 | Equinix | 7, Tai Seng DriveSG4 Singapore IBX® Data Center Singapore 535218 | Singapore | Singapore | Singapore | Active | not available | Yes | Not available | Yes | Not available | Not available | Not available | Not available | Not available | Yes | Yes | Not available | Not available | Yes | Yes | Not available | Yes | Yes, 24/7 on-site security officers. | Yes | Yes | Yes | Not available | 2N | N+1 water-cooled chillers | N+2 MV genset ring | Not available | - ISO 27001 - PCI DSS - SOC 1 Type - SOC 2 Type - SS 564 | - ISO 27001 - PCI DSS - SOC 1 Type - SOC 2 Type - SS 564 | Raised | 45,424 ft2 | The colocation space mentioned in the text is 45,424 ft2 (4,220 m2). | 7-story | 10-12.5 kN/m2 | Not available | Colocation | UPS Configuration 2N Standby Power Configuration N+2 MV genset ring | Not available | Not available | Not available | N+1 water-cooled chillers | Not available | 45,424 ft2 (4,220 m2) | Not available | Yes | BCA Green Mark GoldPlus Award | Not available | Not available | - ISO 27001 - PCI DSS - SOC 1 Type - SOC 2 Type - SS 564 | The security systems in use are: - 24/7 on-site security officers - Biometric readers (in common areas) - Additional biometric readers (optional) - PIN & card readers - CCTV surveillance with 30-day retention - Motion detection - Man trap entry - Perimeter fence
30 | C.2.3_Annual Report FY 2023, page 103-121.pdf | 2024 | Telin Singapore 2 | NeutraDC | No. | Yes | Yes (Annual Report) | No | NeuCentrIX Data Centers, Enterprise Data Centers, Hyperscale Data Center | The data center operator mentioned in the text is PT Telkom Data Ekosistem (NeutraDC). | Not available | Cikarang | Batam | The countries where the data centers are located are Indonesia, Singapore, Timor Leste, and Hong Kong. | Active | not available | Not available | Not available | Yes | Not available | Not available | Not available | Not available | Not available | Not available | Not available | Not available | Not available | Not available | Yes | Not available | Not available | Not available | Not available | Not available | Not available | Not available | Not available | Not available | Not available | Not available | Not available | 27000-17/18 and CSA Star & PII Related Certification. | Not available | Not available | Not available | Not available | Not available | Not available | Not available | Not available | Not available | Not available | Not available | Not available | Not available | Not available | Not available | Not available | Not available | Not available | Not available | 27000-17/18 and CSA Star | Not available
30 | green-data-centres-policy-singapore-case.pdf | 2022 | Telin Singapore 2 | NeutraDC | No. | No | No | No | Not available | Not available | Not available | New York and London | Singapore | United States, United Kingdom, Singapore | Not available | Not available | Not available | Not available | Not available | Not available | Not available | Not available | Not available | Not available | Not available | Not available | Not available | Not available | Not available | Not available | Not available | Not available | Not available | Not available | Not available | Not available | Not available | Not available | Not available | Not available | Not available | Not available | Not available | Not available | Not available | Not available | Not available | Not available | Not available | Colocation | Not available | Not available | 1.90 | Not available | Liquid cooling | Not available | The text mentions that the centres boast close to six million square feet of rack space. | Not available | Not available | Not available | By January 1, 2025, new data centres operating at full capacity will meet an annual PUE target of 1.4 for warmer climates and 1.3 for colder climates; existing data centres will achieve these same targets by January 1, 2030. | Water usage effectiveness (WUE) | Not available | Not available
31 | keppel-ltd-ar2023-connectivity.pdf | 2024 | Keppel DC Singapore 2 (SGP2) | Keppel Data Centres | No | Yes | Yes (Annual Report) | No | The names of the data centers mentioned in the text are: - Keppel DC Singapore 7 - Keppel DC Singapore 8 | Keppel DC Singapore 7 | Not available | Singapore | Genting Lane | Singapore | Active | 2023 | Not available | Not available | Not available | Not available | Not available | Not available | Not available | Not available | Not available | Not available | Not available | Not available | Not available | Not available | Not available | Not available | Not available | Not available | Not available | Not available | Not available | Not available | Not available | Not available | Not available | Not available | Not available | Not available | Not available | Not available | Not available | Not available | Not available | Not available | Hydrogen and solar energy | The renewable energy power generation capacity mentioned for DataPark+ is 1 GW. | Not available | Hydrogen and solar energy. | seawater cooling system | Not available | Not available | Not available | Yes | Not available | Not available | Not available | Not available | Real-time security surveillance and management solutions at sea.
31 | kdcr-sr-2023.pdf | 2024 | Keppel DC Singapore 2 (SGP2) | Keppel Data Centres | Yes | Yes | Yes (Sustainability Report) | No | 1. Milan Data Centre 2. Almere Data Centre 3. Eindhoven Campus 4. Cardiff Data Centre 5. GV7 Data Centre 6. London Data Centre 7. Keppel DC Singapore 1 (KDC SGP 1) 8. Keppel DC Singapore 2 (KDC SGP 2) 9. Keppel DC Singapore 3 (KDC SGP 3) 10. Keppel DC Singapore 4 (KDC SGP 4) 11. Keppel DC Singapore 5 (KDC SGP 5) 12. Gore Hill Data Centre (Gore Hill DC) 13. Basis Bay Data Centre (Basis Bay DC) 14. Keppel DC Dublin 1 (KDC DUB 1) 15. Keppel DC Dublin 2 (KDC DUB 2) | Not available | Not available | Milan, Almere, Eindhoven, Cardiff, London, Singapore, Sydney, Kuala Lumpur, Dublin. | Singapore | The data centers mentioned are located in the following countries: - Singapore - Australia - Malaysia - Ireland | Not available | Not available | Not available | Not available | Yes | Yes | Yes | Not available | Yes | Yes | Not available | Not available | Not available | Not available | Yes | Yes | Not available | Not available | Not available | Not available | Not available | Not available | Not available | Not available | n+1 | Not available | Not available | ISO 14001:2015 | 1. ISO/IEC 27001:2013 Information Security Management System 2. ISO 45001:2018 Occupational Health Management System 3. ISO 9001:2015 Quality Management System 4. ISO 50001 certifications for energy management systems 5. ISO 14001 certifications for environmental management systems | Not available | Not available | Not available | Not available | Not available | Not available | Colocation | Not available | Not available | Not available | Not available | Not available | Not available | Not available | Not available | Yes | SS 564 Part-1:2020 Energy and Environment Management System Water Efficient Building by PUB | The energy standards mentioned in the text are: - SS 564 Part-1:2020 Energy and Environment Management System - EU Code of Conduct Participation | ISO 46001:2009 Water Efficiency Management Systems certification SS 564 Part-1:2020 Energy and Environment Management System | 1. ISO/IEC 27001:2013 Information Security Management System 2. ANSI/TIA-942-B:2017 – Rated 3 3. SS 507:2015 Provision of Business Continuity and Disaster Recovery Facilities Services | Not available
31 | kcl-sr-21.pdf | 2022 | Keppel DC Singapore 2 (SGP2) | Keppel Data Centres | No | Yes | Yes (Sustainability Report) | No | not available | Keppel Data Centres | Not available | Not available | Not available | Not available | Not available | Not available | Not available | Not available | Not available | Not available | Yes | Not available | Yes | Yes | Not available | Not available | Not available | Not available | Not available | Not available | Not available | Not available | Not available | Not available | Not available | Not available | Not available | Not available | Not available | Not available | Not available | ISO 50001 | The ISO Standards/certificates mentioned for the data centers are: - ISO 24762 - ISO 50001 Energy Management Systems - ISO 14001 Environmental Management System | Not available | Not available | Not available | Not available | Not available | Not available | Not available | hydrogen | Not available | Not available | The low-carbon techNot availablelogy inNot availablevations mentioned in the text are: - Energy-as-a-Service - Real-Estate-as-a-Service - green ammonia supply chain - carbon capture, utilisation and storage | District Cooling Systems (DCS) | Not available | Not available | Not available | Yes | The green building standards mentioned are: - Building and Construction Authority of Singapore’s (BCA) Green Mark GoldPLUS standard, or its equivalent. - BCA Green Mark Gold Standard, or its equivalent. - Singapore Green Building Council’s 4-ticks rating, or its equivalent, by 2030. | Not available | Not available | Not available | Not available
31 | 923b9ded-922d-43a7-bdea-59167b0c73b1.pdf | 2020 | Keppel DC Singapore 2 (SGP2) | Keppel Data Centres | Yes | Yes | No | Yes | SGP 3 | Keppel Data Centres | Not available | Tampines | Tampines | Singapore | Not available | not available | Not available | Not available | Yes | Yes | Yes | Not available | Yes | Yes | Not available | Not available | Not available | Not available | Not available | Yes | Yes | Yes | Yes, 24/7. | Not available | Yes | Yes | Not available | Not available | Not available | Not available | ISO 50001 | ISO 9001, 14001, 27001, 45001, 46001, 50001 | - ISO 9001 - ISO 14001 - ISO 27001 - ISO 45001 - ISO 46001 - ISO 50001 | Not available | Not available | Not available | 5-storey building with a 4-storey annex block | Up to 10 kN/sqm | The slab to slab height mentioned in the text is up to 4.5 m. | Not available | Incoming feed | Not available | Not available | Not available | Not available | Not available | 106,726 sqft | Not available | Yes | A Singapore BCA-IMDA Green Mark Award (Goldplus) facility | Not available | SS 564 | ISO 27001 | The security systems in use are: - 24/7 onsite security force with mandatory personnel and vehicle checks - 24/7 CCTV monitoring - Anti-climb perimeter fencing and vehicle trap system - Access control with 2-factor authentication and man trap entry - Integrated visitor management system
31 | kdcr-sr20.pdf |  | Keppel DC Singapore 2 (SGP2) | Keppel Data Centres | Yes | Yes | Yes (Sustainability Report) | No | 1. Keppel DC Singapore 1 (KDC SGP 1) 2. Keppel DC Singapore 2 (KDC SGP 2) 3. Keppel DC Singapore 3 (KDC SGP 3) 4. Keppel DC Singapore 4 (KDC SGP 4) 5. Keppel DC Singapore 5 (KDC SGP 5) 6. Basis Bay Data Centre (Basis Bay DC) 7. Gore Hill Data Centre (Gore Hill DC) 8. Keppel DC Dublin 1 (KDC DUB 1) 9. Keppel DC Dublin 2 (KDC DUB 2) 10. maincubes Data Centre 11. Kelsterbach Data Centre 12. Milan Data Centre 13. Almere Data Centre 14. Amsterdam Data Centre | Keppel DC REIT | Not available | Singapore, Malaysia, Australia, Ireland | United Kingdom, Germany, Italy, Netherlands, Singapore, Malaysia, Australia, Ireland. | United Kingdom, Germany, Italy, Netherlands, Singapore, Malaysia, Australia, Ireland. | Not available | Not available | Not available | Not available | Yes | Not available | Yes | Not available | Yes | Yes | Not available | Not available | Not available | Not available | Not available | Yes | Not available | Yes | Yes, the data center has robust round-the-clock physical security systems, which implies onsite security staff are present 24/7. | Not available | Not available | Not available | Not available | Not available | Not available | The provided context does Not availablet specify the type of standby power redundancy in the data center, such as n+1 or any other configuration. Therefore, the answer is 'Not available'. | Not available | ISO 14001:2015 ISO 9001:2015 ISO 50001:2011 | 1. ISO 14001:2015 Environmental Management Systems 2. ISO 45001:2018 Occupational Health and Safety Management Systems 3. ISO 50001:2011 Energy Management System 4. ISO 9001:2015 Quality Management System 5. ISO/IEC 27001:2013 Information Security Management System | Not available | Not available | Not available | Not available | Not available | Not available | Colocation | Not available | Not available | Not available | Not available | Not available | Not available | Not available | Not available | Yes | Not available | The energy standards mentioned in the text are: - SS 564 Part-1:2013 Energy & Environment Management System - ISO 50001:2011 Energy Management System | Not available | ISO/IEC 27001:2013 Information Security Management System | The security systems mentioned in the text are: - Robust round-the-clock physical security systems - State-of-the-art fire protection systems
32 | kdcr-sr-2023.pdf | 2024 | Keppel DC Singapore 1 (SGP1) | Keppel Data Centres | Yes | Yes | Yes (Sustainability Report) | No | 1. Milan Data Centre 2. Almere Data Centre 3. Eindhoven Campus 4. Cardiff Data Centre 5. GV7 Data Centre 6. London Data Centre 7. Keppel DC Singapore 1 (KDC SGP 1) 8. Keppel DC Singapore 2 (KDC SGP 2) 9. Keppel DC Singapore 3 (KDC SGP 3) 10. Keppel DC Singapore 4 (KDC SGP 4) 11. Keppel DC Singapore 5 (KDC SGP 5) 12. Gore Hill Data Centre (Gore Hill DC) 13. Basis Bay Data Centre (Basis Bay DC) 14. Keppel DC Dublin 1 (KDC DUB 1) 15. Keppel DC Dublin 2 (KDC DUB 2) | Keppel DC REIT | Not available | The cities where the data centers are located are: - Milan - Almere - Eindhoven - Cardiff - London - Singapore - Sydney (Gore Hill is located in Sydney) - Cyberjaya (Basis Bay is located in Cyberjaya) - Dublin | Singapore | Singapore Australia Malaysia Ireland | Not available | Not available | Not available | Not available | Yes | Yes | Yes | Not available | Yes | Yes | Not available | Not available | Not available | Not available | Yes | Yes | Not available | Not available | Not available | Not available | Not available | Not available | Not available | Not available | n+1 | Not available | Not available | ISO 14001:2015 ISO 50001 | 1. ISO/IEC 27001:2013 Information Security Management System 2. ISO 45001:2018 Occupational Health Management System 3. ISO 9001:2015 Quality Management System 4. ISO 50001 certifications for energy management systems 5. ISO 14001 certifications for environmental management systems | Not available | Not available | Not available | Not available | Not available | Not available | Colocation | Not available | Not available | Not available | Not available | Not available | Not available | Not available | Not available | Yes | SS 564 Part-1:2020 Energy and Environment Management System Water Efficient Building by PUB | The energy standards mentioned in the text are: - SS 564 Part-1:2020 Energy and Environment Management System - Water Efficient Building by PUB - EU Code of Conduct Participation | ISO 46001:2009 Water Efficiency Management Systems certification SS 564 Part-1:2020 Energy and Environment Management System | The security standards mentioned in the text are: 1. ISO/IEC 27001:2013 Information Security Management System 2. ANSI/TIA-942-B:2017 – Rated 3 3. SS 507:2015 Provision of Business Continuity and Disaster Recovery Facilities Services | Not available
32 | kcl-sr-21.pdf | 2022 | Keppel DC Singapore 1 (SGP1) | Keppel Data Centres | No. | Yes | Yes (Sustainability Report) | No | not available | Keppel Data Centres | Not available | Not available | Not available | Not available | Not available | Not available | Not available | Not available | Not available | Yes | Yes | Not available | Not available | Yes | Not available | Not available | Not available | Not available | Not available | Not available | Not available | Not available | Not available | Not available | Not available | Not available | Not available | Not available | Not available | Not available | Not available | SS 564, ISO 50001 | The ISO Standards/certificates mentioned for the data centers are: - ISO 24762 - ISO 50001 - ISO 14001 | Not available | Not available | Not available | Not available | Not available | Not available | Not available | Not available | Not available | Not available | The low-carbon techNot availablelogy inNot availablevations mentioned in the text are: - Energy-as-a-Service - Real-Estate-as-a-Service - green ammonia supply chain - carbon capture, utilisation and storage | District Cooling Systems (DCS) | Not available | Not available | Not available | Yes | The green building standards mentioned are: - Building and Construction Authority of Singapore’s (BCA) Green Mark GoldPLUS standard, or its equivalent. - BCA Green Mark Gold Standard, or its equivalent. - Singapore Green Building Council’s 4-ticks rating, or its equivalent, by 2030. | Not available | Not available | Not available | Not available
32 | b251e2c4-e56a-4830-a695-3f7460496843.pdf | 2020 | Keppel DC Singapore 1 (SGP1) | Keppel Data Centres | Yes | Yes | No | Yes | not available | Keppel Data Centres | Not available | Serangoon North | Serangoon North | Singapore | Not available | not available | Not available | Not available | Yes | Yes | Yes | Not available | Yes | Yes | Not available | Not available | Not available | Not available | Not available | Yes | Yes | Yes | Yes, 24/7. | Not available | Yes | Yes | Not available | Not available | The information provided does Not availablet specify the type of redundancy for the cooling system in terms of an "n+1" format or similar. Therefore, the answer is "Not available" | Not available | Not available | ISO 9001, 14001, 27001, 45001, 46001, 50001 | - ISO 9001 - ISO 14001 - ISO 27001 - ISO 45001 - ISO 46001 - ISO 50001 | Not available | Not available | Not available | 6-storey building | 15 kN/sqm | Up to 5.7 m | Not available | Not available | Not available | Not available | Not available | Not available | Not available | The gross floor area of the building is 225,945 sqft. | Not available | Yes | Not available | Not available | Not available | - ISO 27001 - TIA 942 Rated 3 - SS 564, 507 | The security systems in use are: - 24/7 onsite security force with mandatory personnel & vehicle checks - 24/7 CCTV monitoring - Anti-climb perimeter fencing and vehicle trap system - Access control with 2-factor authentication and man trap entry
32 | 494358_1. Report to Shareholders 2017.pdf | 2018 | Keppel DC Singapore 1 (SGP1) | Keppel Data Centres | Yes | Yes | Yes (Sustainability Report) | No. | 1. Basis Bay Data Centre 2. Gore Hill Data Centre 3. Intellicentre 2 Data Centre 4. iseek Data Centre | The data center operator mentioned in the text is Keppel DC. | The full address of the data center mentioned in the text is: Ty Cynnal, Dunleavy Drive, Celtic Gateway, Cardiff CF110SW, United Kingdom | The city where the data center is located is Almere. | Asia Pacific | The data centers mentioned are located in the following countries: - Malaysia - United Kingdom | Not available | not available | Not available | Not available | Yes | Yes | Not available | Not available | Not available | Not available | Not available | Not available | Not available | Not available | Not available | Not available | Not available | Not available | Not available | Not available | Not available | Not available | Not available | Not available | Not available | Not available | Not available | ISO/IEC 27001:2013 | ISO/IEC 27001:2013 – Information Security Management System (ISMS) SS 564 – Green Data Centres – Energy and Environmental Management System | Not available | 93,318 sq ft | Not available | Not available | Not available | Not available | Colocation | Dynamic Rotary Uninterruptible Power Systems (DRUPS) | Not available | Not available | Not available | Efficient cooling systems | Not available | The Gross Floor Area (sq ft) for the facilities/buildings are as follows: - 225,945 - 106,726 - 133,878 - Not available - 34,848 - Not available - 125,044 - 76,747 - Not available - Not available If you need more specific details or additional information, please let me kNot availablew! | Not available | Yes | BCA Green Mark certificate SS 564 – Green Data Centres – Energy and Environmental Management System | Not available | SS 577:2012 Water Efficiency Management System (WEMS) | ISO/IEC 27001:2013 – Information Security Management System (ISMS) | ISO/IEC 27001:2013 – Information Security Management System (ISMS)
32 | kdcr-sr20.pdf |  | Keppel DC Singapore 1 (SGP1) | Keppel Data Centres | Yes | Yes | Yes (Sustainability Report) | No | 1. Keppel DC Singapore 1 (KDC SGP 1) 2. Keppel DC Singapore 2 (KDC SGP 2) 3. Keppel DC Singapore 3 (KDC SGP 3) 4. Keppel DC Singapore 4 (KDC SGP 4) 5. Keppel DC Singapore 5 (KDC SGP 5) 6. Basis Bay Data Centre (Basis Bay DC) 7. Gore Hill Data Centre (Gore Hill DC) 8. Keppel DC Dublin 1 (KDC DUB 1) 9. Keppel DC Dublin 2 (KDC DUB 2) 10. maincubes Data Centre 11. Kelsterbach Data Centre 12. Milan Data Centre 13. Almere Data Centre 14. Amsterdam Data Centre | Keppel DC REIT | Not available | The cities where the data centers are located are: 1. Singapore 2. Malaysia 3. Australia 4. Ireland | United Kingdom, Germany, Italy, Netherlands, Singapore, Malaysia, Australia, Ireland. | Singapore, Malaysia, Australia, Ireland | Not available | Not available | Not available | Not available | Yes | Not available | Yes | Not available | Yes | Yes | Not available | Not available | Not available | Not available | Not available | Yes | Not available | Yes | Yes, the data center has robust round-the-clock physical security systems, which implies onsite security staff are present 24/7. | Not available | Yes | Not available | Not available | Not available | Not available | The provided context does Not availablet mention specific details about the type of standby power redundancy (e.g., N+1, 2N, etc.) used in the data center. Therefore, the answer is "Not available" | Not available | ISO 14001:2015 ISO 50001:2011 | 1. ISO 14001:2015 Environmental Management Systems 2. ISO 45001:2018 Occupational Health and Safety Management Systems 3. ISO 50001:2011 Energy Management System 4. ISO 9001:2015 Quality Management System 5. ISO/IEC 27001:2013 Information Security Management System | Not available | Not available | Not available | Not available | Not available | Not available | Colocation | Not available | Not available | Not available | Not available | Not available | Not available | Not available | Not available | Yes | Not available | The energy standards mentioned in the text are: - SS 564 Part-1:2013 Energy & Environment Management System - ISO 50001:2011 Energy Management System | Not available | ISO/IEC 27001:2013 Information Security Management System | The security systems mentioned in the text are: - robust round-the-clock physical security systems - state-of-the-art fire protection systems
33 | green-data-centres-policy-singapore-case.pdf | 2022 | Rackspace Singapore | Rackspace Hosting | Yes | No. | No | No | Not available | Not available | Not available | New York and London | Singapore | United States, United Kingdom, Singapore | Not available | Not available | Not available | Not available | Not available | Not available | Not available | Not available | Not available | Not available | Not available | Not available | Not available | Not available | Not available | Not available | Not available | Not available | Not available | Not available | Not available | Not available | Not available | Not available | Not available | Not available | Not available | Not available | Not available | Not available | Not available | Not available | Not available | Not available | Not available | Colocation | Not available | Not available | 1.90 | Not available | Liquid cooling | Not available | The text mentions that the centres boast close to six million square feet of rack space. | Not available | Not available | Not available | The energy standards mentioned in the text are: - By January 1, 2025, new data centres operating at full capacity will meet an annual PUE target of 1.4 for warmer climates and 1.3 for colder climates. - Existing data centres will achieve these same targets by January 1, 2030. | Water usage effectiveness (WUE) | Not available | Not available
33 | NYSE_RAX_2021.pdf | 2021 | Rackspace Singapore | Rackspace Hosting | No | Yes | Yes (ESG Report) | No | not available | not available | Not available | Not available | Not available | Not available | Active | not available | Not available | Not available | Yes | Not available | Yes | Not available | Not available | Not available | Not available | Not available | Not available | Not available | Not available | Yes | Not available | Yes | Yes, 24/7 | Yes | Yes | Not available | Not available | N+1 | N+1 | N+1 | Not available | ISO 14001 | ISO 27001 | Not available | Not available | Not available | Not available | Not available | Not available | Not available | The power systems mentioned in the text are: - Dual power paths - Uninterruptable power supplies (N+1 or greater) - Diesel generators | Not available | Not available | Not available | Open air free cooling | Not available | Not available | Not available | Yes | Not available | ISO 14001 | Not available | ISO 9001, ISO/IEC 27001 | The security systems mentioned in the text are: - Advanced Monitoring & Resolution for Security - Application Security: Protection against web application breaches using enterprise-class WAF, DDoS
33 | NYSE_RAX_2015.pdf | 2016 | Rackspace Singapore | Rackspace Hosting | No | Yes | Yes (Annual Report) | No | not available | Not available | Not available | not available | The data centers are located in Texas, Virginia, Illinois, the U.K., Hong Kong, and Australia. | The data centers are located in the U.S., the U.K., Hong Kong, and Australia. | Active | not available | Not available | Not available | Not available | Not available | Not available | Not available | Not available | Not available | Not available | Not available | Not available | Not available | Not available | Not available | Not available | Not available | Not available | Not available | Not available | Not available | Not available | Not available | Not available | Not available | Not available | Not available | Not available | Not available | Not available | Not available | 5th | Not available | Not available | Colocation | The power systems mentioned in the text are "generators" and "uninterruptible power supply ('UPS')." | Not available | Not available | Not available | Not available | Not available | Not available | Not available | Not available | Not available | Not available | Not available | Not available | Not available
34 | kddi_sir2023_e_p.pdf | 2023 | TELEHOUSE Singapore | KDDI Corporation | No | No | Yes (Sustainability Report) | No | not available | TELEHOUSE | Not available | Toronto, Canada | Toronto, Canada | The countries mentioned where the data centers are located include: 1. Canada 2. United States (U.S.A.) 3. United Kingdom (London) 4. France 5. Thailand | Active | 2023 | Not available | Not available | Not available | Not available | Not available | Not available | Not available | Not available | Not available | Not available | Not available | Not available | Not available | Not available | Not available | Not available | Not available | Not available | Not available | Not available | Not available | Not available | Not available | Not available | Not available | Not available | Not available | Not available | Not available | Not available | Not available | Not available | The floor to ceiling height of the building is Not availablet mentioned in the text provided. Therefore, the answer is 'Not available'. | Not available | Not available | Not available | Not available | Not available | immersion cooling | Not available | Not available | Not available | Yes | Not available | Not available | Not available | Not available | Security systems mentioned in the text include: - Security gate - Automatic lock
34 | kddi_sir2022_e.pdf | 2023 | TELEHOUSE Singapore | KDDI Corporation | No | Yes | Yes (Sustainability Report) | No | TELEHOUSE | not available | Not available | Tokyo | London, U.K. | The data centers mentioned are located in the United States and the United Kingdom. | Not available | not available | Not available | Not available | Not available | Not available | Not available | Not available | Not available | Not available | Not available | Not available | Not available | Not available | Not available | Not available | Not available | Not available | Not available | Not available | Not available | Not available | Not available | Not available | Not available | Not available | Not available | Not available | Not available | Not available | Not available | Not available | Not available | Not available | Not available | Not available | Not available | Not available | 1.1 | The text mentions "next-generation solar cells" as a low-carbon techNot availablelogy inNot availablevation. | liquid immersion cooling system | Not available | Not available | Not available | Yes | Not available | Not available | Not available | ISMS | Not available
34 | report2021_en.pdf | 2022 | TELEHOUSE Singapore | KDDI Corporation | No | Yes | Yes (Sustainability Report) | No | "TELEHOUSE TOKYO Tama5" | Not available | Not available | TELEHOUSE TOKYO Tama5 is located in Tokyo. | Tokyo | Not available | Not available | 2020 | Not available | Yes | Yes | Not available | Yes | Not available | Not available | Not available | Not available | Not available | Not available | Not available | Not available | Not available | Not available | Not available | Not available | Not available | Not available | Not available | Not available | Not available | Not available | Not available | Not available | Not available | Not available | Not available | Not available | Not available | Not available | Not available | Not available | Not available | Not available | Not available | Not available | Not available | Immersion cooling equipment | Not available | Not available | Not available | Yes | Not available | The energy standards mentioned in the text are: - ISO 26000 - JIS Z 26000 - GRI 302: Energy 2016 | Not available | ISMS (Information Security Management System) | Not available
34 | report2020_en-interactive.pdf | 2021 | TELEHOUSE Singapore | KDDI Corporation | No. | Yes | Yes (Sustainability Report) | No | TELEHOUSE | Not available | Not available | Not available | Not available | not available | Active | Not available | Not available | Yes | Yes | Not available | Yes | Not available | Not available | Not available | Not available | Not available | Not available | Not available | Not available | Not available | Not available | Not available | 24 / 7 monitoring of external attacks by specialists | Not available | Not available | Not available | Not available | Not available | Not available | n+1 | Not available | Not available | Not available | Not available | Not available | Not available | Not available | Not available | Not available | Not available | wind and solar power | Not available | Not available | The low-carbon techNot availablelogy inNot availablevations mentioned in the text are: - Outdoor lights that use wind and solar power - A next-generation vehicle operation management service that combines telecommunications with cloud techNot availablelogies - Monitors water level in each restroom utilizing IoTs | Not available | Not available | Not available | Not available | Yes | Not available | ISO 26000, JIS Z 26000 | Not available | ISO 26000, JIS Z 26000 | Not available
34 | TELEHOUSE_Singapore.pdf | 2011 | TELEHOUSE Singapore | KDDI Corporation | Yes | Yes | No | Yes | Telehouse data center | Telehouse | Not available | Singapore | The specific region where the data center is located is not mentioned in the provided text. Therefore, the answer is "Not available" | Singapore | Active | not available | Yes | Not available | Not available | Not available | Not available | Not available | Not available | Not available | Not available | Not available | Not available | Not available | Not available | Yes | Not available | Yes | Yes, 24/7. | Yes | Not available | Not available | Not available | 2N | N+2 | N+1 | Not available | Not available | Not available | Raised floor | Not available | Not available | Not available | 824kg/m² | Not available | Colocation | The power systems mentioned are: - 2N UPS system - N+1 oil driven private generators | Not available | Not available | Not available | The cooling system in use by the data center is described as "latest high volume air-conditioning system." | Not available | Not available | Not available | Not available | Not available | Not available | Not available | Not available | The security systems in use at Telehouse Singapore are: - 24-hour on-site personnel monitoring security of premises - 24/7 CCTV surveillance cameras - Biometric sensor verifies identity by using vein patterns, located at entrance to colocation space - Single-point entry
35 | STT_GDC_2023_ESG_Report.pdf | 2024 | STT Defu 3 | ST Telemedia Global Data Centres | No. | Yes | Yes (ESG report) | No | not available | Not available | Not available | Wustermark | The regions mentioned where the data centers are located include: - Germany - Thailand - South Korea - Indonesia - Japan - the Philippines - Malaysia - Vietnam - the UK - India | The countries where the data centers are located, as mentioned in the context, are: - South Korea - Indonesia - Japan - the Philippines - Malaysia - Vietnam - the UK - India - Germany - Thailand - Singapore | Not available | not available | Not available | Not available | Not available | Not available | Not available | Not available | Not available | Not available | Not available | Not available | Not available | Not available | Not available | Not available | Not available | Not available | Not available | Not available | Not available | Not available | Not available | Not available | Not available | Not available | Not available | Not available | Not available | Not available | Not available | Not available | Not available | Not available | Not available | Not available | solar photovoltaic system | The renewable energy power generation capacity available on-site mentioned in the text is a 2,000m2 rooftop solar photovoltaic system. | 1.50 | The low-carbon techNot availablelogy inNot availablevations mentioned in the text are: - Artificial intelligence (AI) - Fuel cells - Hydrotreated vegetable oil (HVO) - Clean hydrogen | upstream chiller and distribution systems | Not available | Not available | Not available | Not available | Not available | IF-RE-130a.1 IF-RE-130a.3 IF-RE-130a.4 | Not available | Not available | Not available
35 | STT GDC Inaugural ESG Report_2020.pdf | 2021 | STT Defu 3 | ST Telemedia Global Data Centres | No. | Yes | Yes (ESG Report) | No | ST Telemedia Global Data Centres | ST Telemedia Global Data Centres | Not available | Delhi | Korea | India, Singapore, Thailand | Not available | Not available | Yes | Not available | Not available | Not available | Yes | Not available | Yes | Yes | Not available | Not available | Not available | Not available | Not available | Not available | Not available | Yes | Yes, 24/7 | Not available | Not available | Not available | Not available | Not available | Not available | Not available | Not available | ISO 14001 – Environmental Management System ISO 50001 – Energy Management | ISO 45001 | Not available | 11,000 sqft | Not available | Not available | Not available | Not available | Colocation | Not available | Not available | Not available | The low-carbon techNot availablelogy inNot availablevations mentioned are: - energy efficient cooling - renewable energy - sustainable energy storage - reverse osmosis - air-cooled chillers - rainwater consumption | The cooling systems mentioned are: - Reverse osmosis (RO) plant - Air-cooled chillers | Not available | 11,000 sqft | Not available | Yes | Not available | Not available | Not available | International data centre and cybersecurity certifications | The security systems mentioned in the text are: - Intrusion detection - Physical access controls - 24x7 CCTV monitoring
35 | STT-GDC_Award-Writeup.pdf |  | STT Defu 3 | ST Telemedia Global Data Centres | No | Yes | No | No | not available | STT GDC | Not available | Bekasi | Bekasi, Indonesia | Indonesia | Active | not available | Not available | Not available | Not available | Not available | Not available | Not available | Not available | Not available | Not available | Not available | Not available | Not available | Not available | Not available | Not available | Not available | Not available | Not available | Not available | Not available | Not available | Not available | Not available | Not available | Not available | Not available | Not available | Not available | Not available | Not available | Not available | Not available | Not available | Not available | The power system in use by the data center is fuel cell energy-powered servers. | Not available | Not available | 1. AI-based cooling system 2. Cold energy from regasification of liquefied natural gas 3. Fuel cell energy-powered servers using solid oxide fuel cell techNot availablelogy | The cooling system in use by the data center is "chassis-level precision immersion techNot availablelogy." | 18% | Not available | Not available | Yes | Not available | The energy standards mentioned in the text are maintaining a certain PUE (Power Usage Effectiveness) and demonstrating energy-efficient measures. | Not available | Not available | Not available
36 | CapitaLand-Ascendas-REIT-AR2023.pdf | 2024 | Telepark | CapitaLand Data Centre | Yes | Yes | Yes (Sustainability Report) | No | not available | Not available | Not available | The cities where the data centers are located are: - Amsterdam, The Netherlands - Geneva, Switzerland - London, United Kingdom - Manchester, United Kingdom - Paris, France | Geneva, Switzerland | The data centers mentioned are located in the following countries: - The Netherlands - Switzerland - United Kingdom - France | Not available | 2004 | Not available | Not available | Not available | Not available | Not available | Not available | Not available | Not available | Not available | Not available | Not available | Not available | Not available | Not available | Not available | Not available | Not available | Not available | Not available | Not available | Not available | Not available | Not available | Not available | Not available | Not available | Not available | Not available | Not available | Not available | Not available | Not available | Not available | Not available | Not available | The renewable energy power generation capacity available on-site from solar installations in Singapore is projected to generate more than 23 GWh per year. | Not available | Not available | Not available | Not available | Not available | Not available | Yes | The green building standards mentioned are: - 3.0 Stars NABERS Energy Rating - 5-Star Green Star Rating - BCA Green Mark GoldPLUS - 6-Star Green Star - 5.5-Star NABERS - BREEAM rating | Not available | Not available | Not available | Not available
36 | 20240320_172452_A17U_FBR4QTNDKTX21ORP.1.pdf | 2024 | Telepark | CapitaLand Data Centre | Yes | Yes | Yes (Sustainability Report) | No | Not available | Not available | Not available | Manchester, London, Paris | Manchester, London, Paris | United Kingdom, France | Active | 2023 | Not available | Not available | Not available | Not available | Not available | Not available | Not available | Not available | Not available | Not available | Not available | Not available | Not available | Not available | Not available | Not available | Not available | Not available | Not available | Not available | Not available | Not available | Not available | Not available | Not available | Not available | Not available | Not available | Not available | Not available | Not available | Not available | Not available | Not available | Not available | Not available | Not available | Not available | Not available | Not available | 89,043 sqm | Not available | Yes | Green Mark GoldPLUS certification or equivalent | The energy standards mentioned in the text are: - Singapore – Green Mark GoldPLUS certification or equivalent - Overseas – certification by a green rating system administered by a national government ministry/agency or a World Green Building Council (WGBC) recognised Green Building Council. | Not available | bizSAFE | Not available
36 | CLI-Global-Sustainability-Report-2023.pdf | 2024 | Telepark | CapitaLand Data Centre | No. | No. | Yes (Sustainability Report) | No | not available | Not available | Not available | Not available | Not available | Not available | Not available | Not available | Not available | Not available | Not available | Not available | Yes | Not available | Not available | Not available | Not available | Not available | Not available | Not available | Not available | Yes | Not available | Not available | Not available | Not available | Not available | Not available | Not available | Not available | Not available | Not available | Not available | Not available | ISO 14001 – Environmental Management ISO 45001 – Occupational Health and Safety Management ISO 26000 – Guidance on Social Responsibility | Not available | Not available | Not available | Not available | Not available | Not available | Not available | Not available | Not available | Not available | 1. Micro-wind turbines 2. Waste-to-energy solutions 3. Solar photovoltaic (PV) 4. Building integrated PV 5. Carbon dioxide mineralised concrete techNot availablelogy | district cooling system | Not available | Not available | Not available | Not available | The green building standards mentioned are: - Certification by a green rating system administered by a national government ministry/agency/a Green Building Council recognised by the World Green Building Council. - Completing 3 out of 4 available Office NABERS rating is a Green Building Certification in GRESB. | The energy standards mentioned in the text are: - IF-RE-130a.1 Energy consumption data coverage as a percentage of total floor area, by property subsector - IF-RE-130a.2 (1) Total energy consumed by portfolio area with data coverage, (2) percentage grid electricity, and (3) percentage renewable, by property subsector - IF-RE-130a.3 Like-for-like percentage change in energy consumption for the portfolio area with data coverage, by property subsector | Not available | Not available | Not available
36 | CLI-Global-Sustainability-Report-2022.pdf | 2023 | Telepark | CapitaLand Data Centre | No | No. | Yes (Sustainability Report) | No | Not available | Not available | Not available | Not available | Not available | Not available | Not available | not available | Not available | Not available | Not available | Not available | Not available | Not available | Yes | Not available | Not available | Not available | Not available | Not available | Not available | Not available | Not available | Not available | Not available | Not available | Not available | Not available | Not available | Not available | Not available | Not available | Not available | Not available | Not available | Not available | Not available | 230,000 sqm | Not available | Not available | Not available | Not available | Not available | Not available | Not available | - Micro-wind turbines - Waste-to-energy solutions - Building integrated PV | District cooling network | Not available | Not available | CLI, tenants, contractors, suppliers, communities, customers, investors | Yes | Not available | Not available | Not available | Not available | Not available
36 | CLDC Factsheet.pdf | 2023 | Telepark | CapitaLand Data Centre | No | Yes | No | Yes | 1. CapitaLand Data Centre Chennai 1 2. CapitaLand DC ITPB, Bangalore 3. CapitaLand DC ITPH, Hyderabad | CapitaLand | Not available | Chennai and Bangalore. | The data centers are located in Chennai and Bangalore, India. | India | Not available | Not available | Not available | Not available | Not available | Not available | Not available | Not available | Not available | Not available | Not available | Not available | Not available | Not available | Not available | Yes | Not available | Yes | Yes, 24/7 onsite security personnel. | Not available | Not available | Not available | Not available | N+1 | N+4 | N+1 | Not available | Not available | Not available | Raised Floor | Not available | Not available | 12 data halls | The DC Hall floor loading mentioned in the text is 2,000 kg / sq mt. | The slab-to-slab heights mentioned in the text are as follows: - 7.3 metres - 7.3 metres - 7.2 metres - 7.3 metres | Not available | N+1 power backup with dual sync panel | Not available | Not available | The low-carbon techNot availablelogy inNot availablevations mentioned are: - high efficiency chillers - water ecoNot availablemization - solar panels | The cooling systems mentioned are: - Air-cooled chillers - CRAC units | The Water Usage Effectiveness (WUE) of the data center is Not availablet mentioned in the provided context. Therefore, the answer is "Not available" | Not available | Not available | Yes | The green building standards mentioned are: - high efficiency chillers - water ecoNot availablemization - intelligent energy and infrastructure management - solar panels | LEED Gold certification | Water ecoNot availablemization | Not available | The security systems mentioned are: - Min. 7-layers security system
38 | global-switch-esg-report-2021.pdf | 2024 | 9 Tai Seng Data Centre | CapitaLand Data Centre | No | No | Yes (ESG report) | No | Not available | Global Switch | Not available | Madrid, Singapore, Sydney. | Madrid | Singapore, Sydney (Australia), and Madrid (Spain). | Active | not available | Not available | Yes | Yes | Yes | Not available | Not available | Yes | Not available | Not available | Not available | Not available | Not available | Not available | Not available | Not available | Not available | Not available | Not available | Not available | Not available | Not available | Not available | Not available | Not available | Not available | ISO 14064-3: Greenhouse Gases | Not available | Not available | 428,000 sq m | Not available | Not available | Not available | Not available | Colocation | Not available | Not available | 1.2 in Europe and 1.4 in APAC. | The low-carbon techNot availablelogy inNot availablevations mentioned in the text are: - 'free cooling' systems - more efficient cooling delivery units - more efficient cooling plant | 'free cooling' systems | 0.75 | 428,000 sq m of technical space | Not available | Yes | The green building standards mentioned are BREEAM ‘Very Good’ standard and LEED ‘Gold’ standard. | The energy standards mentioned in the text are BREEAM ‘Very Good’ standard for European developments and LEED ‘Gold’ standard for Asia Pacific developments. | Not available | Not available | Not available
38 | CLAR-Integrated-Sustainability-Report-2023.pdf | 2024 | 9 Tai Seng Data Centre | CapitaLand Data Centre | No. | Yes | Yes (Sustainability Report) | No | The names of the data centers mentioned in the text are: - Techlink - Techpoint - Techview - UBIX | Not available | Not available | Singapore | Singapore | Singapore | Active | Not available | Not available | Not available | Yes | Yes | Yes | Not available | Yes | Not available | Not available | Not available | Not available | Not available | Not available | Not available | Not available | Not available | Not available | Not available | Not available | Not available | Not available | Not available | Not available | Not available | Not available | Not available | ISO 14001, ISO 31000, ISO 45001, ISO 27001, ISO 9001 | Not available | Not available | Not available | Not available | Not available | Not available | Not available | Not available | Not available | Not available | Not available | The cooling system mentioned in the text is "district cooling." | Not available | Not available | Not available | Yes | The green building standards mentioned in the text are: - Singapore – Green Mark GoldPLUS certification or equivalent. - Overseas – certification by a green rating system administered by a national government ministry / agency or a World Green Building Council (WGBC) recognized Green Building Council. | Not available | Not available | ISO 9001, ISO 14001, bizSAFE Level 3, NEA Clean Mark Silver | Not available
38 | CapitaLand_DC_Brochure.pdf | 2023 | 9 Tai Seng Data Centre | CapitaLand Data Centre | No. | Yes | Yes (ESG report) | No | Not available | CapitaLand | Not available | Shanghai, Beijing, Seoul, Singapore, London, Manchester, Paris, Geneva, Amsterdam, Mumbai, Hyderabad, Bangalore, Chennai. | not available | The countries where the data centers are located are: - China - South Korea - Singapore - Europe (specific countries within Europe mentioned are the United Kingdom, France, Switzerland, and the Netherlands) - India | Not available | Not available | Yes | Not available | Yes | Yes | Yes | Not available | Not available | Not available | Not available | Not available | Not available | Not available | Not available | Not available | Not available | Yes | Highly secured with multiple security layers | Not available | Yes | Not available | Not available | Not available | Not available | Not available | Not available | Not available | Not available | Not available | Not available | Not available | Not available | Not available | Not available | The type of facility mentioned in the text is "colocation." | Not available | Not available | Not available | 1. High efficiency electrical systems 2. Ultra-efficient chiller systems 3. "Free-cooling" ecoNot availablemizer techNot availablelogy 4. On-site renewable energy generation 5. Smart monitoring and analysis of energy use 6. Rainwater harvesting 7. Grey-water recycling 8. Integrated rainwater harvesting & energy recovery systems | The cooling system mentioned is "free-cooling" ecoNot availablemizer techNot availablelogy. | Not available | Not available | Not available | Yes | Not available | Not available | Not available | Not available | Not available
38 | CapitaLand-Ascendas-REIT-FY2022-Independent-Market-Study-Report.pdf | 2023 | 9 Tai Seng Data Centre | CapitaLand Data Centre | No | Yes | Yes (Annual Report) | No | Stratus Data Centres Kao Data London Data Center Sales7 Global Foundries Singapore Pte Ltd Woodlands Industrial Park | Kao Data | Not available | Singapore | United Kingdom/Europe | United Kingdom/Europe | Not available | Not available | Not available | Not available | Not available | Not available | Not available | Not available | Not available | Not available | Not available | Not available | Not available | Not available | Not available | Not available | Not available | Not available | Not available | Not available | Not available | Not available | Not available | Not available | Not available | Not available | Not available | Not available | Not available | Not available | Not available | Not available | Not available | Not available | The building floor to ceiling height mentioned in the text is 28’. | Not available | Not available | Not available | Not available | Not available | Not available | Not available | 39.2 million sq ft | Wilmar Distribution Pte. Ltd. | Not available | Not available | Not available | Not available | Not available | Not available
38 | NR_CapitaLand-SP-Sembcorp-to-study-use-of-integrated-energy-solutions-to-green-data-centres.pdf | 2020 | 9 Tai Seng Data Centre | CapitaLand Data Centre | Yes | Yes | No | No | not available | Not available | The full address of the data center mentioned in the text is 9 Tai Seng Drive. | Singapore | Tai Seng | Singapore | Active | Not available | Not available | Not available | Not available | Not available | Not available | Not available | Not available | Not available | Not available | Not available | Not available | Not available | Not available | Not available | Not available | Not available | Not available | Not available | Not available | Not available | Not available | Not available | Not available | Not available | Not available | Green Mark Platinum | Not available | Not available | Not available | Not available | Not available | Not available | Not available | Not available | Not available | The renewable energy power generation capacity available on-site, as mentioned in the text, is over 10,292 megawatt hours of energy annually from the solar panels installed atop CapitaLand’s six industrial properties. | Not available | The low-carbon techNot availablelogy inNot availablevations mentioned in the text are: - solar photovoltaic - green hydrogen - energy storage | Not available | Not available | Not available | Not available | Yes | Green Mark Platinum for data centres | Not available | Not available | Not available | Not available
39 | kdcreit-dec-204-investor-presentation.pdf | 2024 | Keppel DC Singapore 7 (SGP7) | Keppel Data Centres | Yes | Yes | Yes (ESG Report) | No | Cardiff Data Centre GV7 Data Centre London Data Centre Basis Bay Data Centre Almere Data Centre | Keppel DC REIT | Not available | Almere | Almere, The Netherlands | The Netherlands | Active | not available | Not available | Not available | Not available | Not available | Not available | Not available | Not available | Not available | Not available | Not available | Not available | Not available | Not available | Not available | Not available | Not available | Not available | Not available | Not available | Not available | Not available | Not available | Not available | Not available | Not available | Not available | Not available | Not available | Not available | Not available | Not available | Not available | The size of the building's floor to ceiling height is Not availablet mentioned in the text provided. Therefore, the answer is 'Not available'. | Colocation | Not available | Not available | Not available | Not available | Not available | Not available | Not available | Not available | Not available | The green building standards mentioned are: - Green Star designation - LEED v4.1 Operations + Maintenance (O+M) Gold certification - BCA Green Mark certifications | The energy standards mentioned in the text are: - Introduce renewable energy (RE) to ≥ 50% of colocation assets by 2030 - Achieve ≥ 10% reduction in effective Power Usage Effectiveness (PUE) for colocation assets that undergo major asset enhancement works, by 2025 from 2019 | Not available | Not available | Not available
39 | kdcr-sr-2023.pdf | 2024 | Keppel DC Singapore 7 (SGP7) | Keppel Data Centres | No | Yes | Yes (Sustainability Report) | No | 1. Milan Data Centre 2. Almere Data Centre 3. Eindhoven Campus 4. Cardiff Data Centre 5. GV7 Data Centre 6. London Data Centre 7. Keppel DC Singapore 1 (KDC SGP 1) 8. Keppel DC Singapore 2 (KDC SGP 2) 9. Keppel DC Singapore 3 (KDC SGP 3) 10. Keppel DC Singapore 4 (KDC SGP 4) 11. Keppel DC Singapore 5 (KDC SGP 5) 12. Gore Hill Data Centre (Gore Hill DC) 13. Basis Bay Data Centre (Basis Bay DC) 14. Keppel DC Dublin 1 (KDC DUB 1) 15. Keppel DC Dublin 2 (KDC DUB 2) | Not available | Not available | Milan, Almere, Eindhoven, Cardiff, London, Singapore, Sydney, Kuala Lumpur, Dublin. | Singapore | The countries where the data centers are located, as mentioned in the context, are: 1. Singapore 2. Australia 3. Malaysia 4. Ireland | Not available | Not available | Not available | Not available | Yes | Yes | Yes | Not available | Yes | Yes | Not available | Not available | Not available | Not available | Yes | Yes | Not available | Not available | Not available | Not available | Not available | Not available | Not available | Not available | n+1 | Not available | Not available | ISO 14001:2015 ISO 50001 | 1. ISO/IEC 27001:2013 Information Security Management System 2. ISO 45001:2018 Occupational Health Management System 3. ISO 9001:2015 Quality Management System 4. ISO 50001 certifications for energy management systems 5. ISO 14001 certifications for environmental management systems | Not available | Not available | Not available | Not available | Not available | Not available | Colocation | Not available | Not available | Not available | Not available | Not available | Not available | Not available | Not available | Yes | SS 564 Part-1:2020 Energy and Environment Management System Water Efficient Building by PUB EU Code of Conduct Participation | The energy standards mentioned in the text are: - SS 564 Part-1:2020 Energy and Environment Management System - EU Code of Conduct Participation | ISO 46001:2009 Water Efficiency Management Systems certification SS 564 Part-1:2020 Energy and Environment Management System | The security standards mentioned in the text are: 1. ISO/IEC 27001:2013 Information Security Management System 2. ANSI/TIA-942-B:2017 – Rated 3 3. SS 507:2015 Provision of Business Continuity and Disaster Recovery Facilities Services | Not available
39 | keppel-corporation-ar-22-operating-and-market-review.pdf | 2023 | Keppel DC Singapore 7 (SGP7) | Keppel Data Centres | Yes | Yes | Yes (Annual Report) | No | Huailai Data Centre | Keppel T&T | Not available | Greater Beijing | Genting Lane | Singapore | Not available | not available | Not available | Not available | Not available | Not available | Not available | Not available | Not available | Not available | Not available | Not available | Not available | Not available | Not available | Not available | Not available | Not available | Not available | Not available | Not available | Not available | Not available | Not available | Not available | Not available | Not available | Not available | Not available | Not available | Not available | Not available | Not available | Not available | Not available | Not available | Not available | Not available | Not available | The low-carbon techNot availablelogy inNot availablevations mentioned in the text are: - Floating Data Centre Module - Hydrogen production - Low-carbon energy hub - Low-carbon ammonia/hydrogen - Carbon capture utilisation and sequestration (CCUS) | chilled water systems | Not available | Not available | Not available | Yes | Green Mark Platinum (Zero Energy) | Not available | Not available | Not available | Not available
39 | keppel-corporation-ar-22-connectivity.pdf | 2023 | Keppel DC Singapore 7 (SGP7) | Keppel Data Centres | Yes | Yes | Yes (Annual Report) | No | Not available | Keppel T&T | Not available | Singapore | Genting Lane | Singapore | Not available | Not available | Not available | Not available | Not available | Not available | Not available | Not available | Not available | Not available | Not available | Not available | Not available | Not available | Not available | Not available | Not available | Not available | Not available | Not available | Not available | Not available | Not available | Not available | Not available | Not available | Not available | Not available | Not available | Not available | Not available | Not available | Not available | Not available | Not available | Not available | Not available | Not available | Not available | The low-carbon techNot availablelogy inNot availablevations mentioned in the text are: - Floating Data Centre Module - hydrogen production - low-carbon energy hub - microgrid system | Not available | Not available | Not available | Not available | Yes | Not available | Not available | Not available | Not available | Not available
40 | global-switch-esg-report-2021.pdf | 2024 | Global Switch Singapore Woodlands | Global Switch | No | Yes | Yes (ESG report) | No | Not available | Global Switch | Not available | Madrid, Singapore, Sydney | Madrid | Spain | Active | not available | Not available | Yes | Yes | Yes | Not available | Not available | Yes | Not available | Not available | Not available | Not available | Not available | Not available | Not available | Not available | Not available | Not available | Not available | Not available | Not available | Not available | Not available | Not available | Not available | Not available | ISO 14064-3: Greenhouse Gases | Not available | Not available | 428,000 sq m | Not available | Not available | Not available | Not available | Colocation | Not available | Not available | 1.2 in Not availablerthern Europe and 1.4 in Asia Pacific. | The low-carbon techNot availablelogy inNot availablevations mentioned in the text are: - 'free cooling' systems - more efficient cooling delivery units - more efficient cooling plants | 'free cooling' systems | 0.75 | 428,000 sq m of technical space | Not available | Yes | The green building standards mentioned are BREEAM ‘Very Good’ standard and LEED ‘Gold’ standard. | The energy standards mentioned in the text are BREEAM ‘Very Good’ standard for European developments and LEED ‘Gold’ standard for Asia Pacific developments. | BREEAM ‘Very Good’ LEED ‘Gold’ | Not available | Not available
40 | gshl-green-bond-allocation-report-october-2021.pdf | 2021 | Global Switch Singapore Woodlands | Global Switch | Yes | Yes | No | No | Not available | Global Switch | Not available | Hong Kong, Frankfurt, Singapore. | Woodlands | The data centers mentioned are located in Hong Kong, Singapore, and the Netherlands (Amsterdam). | Active | not available | Not available | Not available | Yes | Yes | Yes | Not available | Yes | Yes | Not available | Not available | Not available | Not available | Not available | Not available | Not available | Not available | Not available | Not available | Not available | Not available | Not available | Not available | Not available | Not available | ISO 50001 | ISO 9001, 14001, 27001, 45001, 50001 | ISO 9001, 14001, 27001, 45001, 50001 | Not available | Not available | Not available | Here are the number of building floors/halls mentioned in the text for each location: - Global Switch Hong Kong: Not available - Global Switch Singapore, Woodlands: six floors - Global Switch Frankfurt Not availablerth: three levels of technical space For the other locations, the number of floors/halls is Not availablet mentioned. | Not available | Not available | Not available | Not available | Not available | 1.1 | Not available | Not available | Not available | - Global Switch Singapore Woodlands: 25,157 sq m - Global Switch Frankfurt Not availablerth: 11,862 sq m - Global Switch Amsterdam East: 32,000 sq m - Global Switch London Not availablerth: 23,439 sq m | Not available | Yes | ISO 9001, 14001, 27001, 45001, and 50001. | The energy standards mentioned in the text are: - Building Research Establishment Environmental Assessment Method (BREEAM) ‘Very Good’ rating - Leadership in Energy and Environmental Design (LEED) Platinum - Hong Kong Green Building Council’s BEAM Plus Gold rating | Not available | Not available | Not available
40 | global-switch-brochure-singapore-woodlands.pdf |  | Global Switch Singapore Woodlands | Global Switch | Yes | Yes | No | Yes | Global Switch Hong Kong Global Switch Singapore | Global Switch | Not available | The data centers mentioned are located in Hong Kong and Singapore. | Asia-Pacific | Singapore | Not available | Not available | Not available | Not available | Yes | Yes | Yes | Not available | Yes | Yes | Not available | Not available | Not available | Not available | Not available | Yes | Not available | Yes | Yes, security guard patrols 24x7x365. | Yes | Yes | Yes | 30MVA | N+2 and N+1 | N+1 | N+N | Not available | ISO 14001, ISO 50001 | The ISO Standards/certificates assigned to the data center are: - ISO 9001 - ISO 14001 - ISO 27001 - ISO 45001 - ISO 50001 | Raised floor | Not available | Not available | Not available | 15N/m² | The minimum height from the raised floor to the underside of the ceiling mentioned in the text is 3.5 meters. | Not available | 22kV utility supply with N+N redundancy | Not available | 1.34 | Not available | Not available | Not available | Not available | Not available | Yes | The green building standards mentioned are: - BCA Green Mark Platinum - LEED Gold certification | Not available | Not available | ISO 9001, 14001, 27001, 45001, 50001 | The security systems mentioned in the text are: - Readers and biometric systems - Physical access via mantrap - Comprehensive intruder detection and alarms to all areas - Perimeter Intrusion Detection system (PIDs) - Analogue addressable fire detection system in all areas - HD video surveillance system - Biometric entry controls
40 | global-switch-technical-specification-singapore-woodlands.pdf |  | Global Switch Singapore Woodlands | Global Switch | Yes | Yes | No | Yes | Amsterdam Campus | Global Switch | Not available | Amsterdam and Singapore. | Amsterdam | United Kingdom | Active | Not available | Not available | Not available | Yes | Yes | Not available | Not available | Not available | Not available | Not available | Not available | Not available | Not available | Not available | Not available | Not available | Yes | Yes, 24/7. | Yes | Not available | Yes | Not available | N+2 and N+1 | N+1 | N+2 and N+1 | Not available | ISO 9001, 14001, 27001, 45001, 50001 | The ISO standards/certificates assigned to the data center are: - ISO 9001 - ISO 14001 - ISO 27001 - ISO 45001 - ISO 50001 | Raised floor | Not available | Not available | Not available | 15kN/m² | The building floor to ceiling height mentioned in the text is 5.4m slab to slab height. | Not available | Diesel Rotary | Not available | Not available | Not available | Chilled water cooling system | Not available | Not available | Not available | Yes | Not available | Not available | Not available | ISO 9001, 14001, 27001, 45001, 50001 | The security systems mentioned in the text are: - Comprehensive intruder detection and alarms to all areas - Perimeter Intrusion Detection system (PIDs) - Operations Centre manned 24x7x365 - Security guard patrols 24x7x365
40 | global-switch-sustainability-policy-issue-11-march-2024-english.pdf |  | Global Switch Singapore Woodlands | Global Switch | No | Yes | No | No | Not available | Global Switch | Not available | Not available | Not available | Not available | Active | not available | Not available | Not available | Not available | Not available | Yes | Not available | Not available | Yes | Not available | Not available | Not available | Not available | Not available | Not available | Not available | Yes | Yes, the data center has resilient 24x7x365 security. | Not available | Not available | Not available | Not available | Not available | Not available | Not available | ISO 14001:2015, ISO 50001:2018 | ISO 14001:2015, ISO 50001:2018 | ISO 14001:2015 certified Environmental Management System and ISO 50001:2018 certified Energy Management System. | Not available | Not available | Not available | Not available | Not available | Not available | Not available | Not available | Not available | Not available | Not available | Not available | Not available | Not available | Not available | Yes | Not available | The energy standards mentioned in the text are ISO 14001:2015 certified Environmental Management System and ISO 50001:2018 certified Energy Management System. | Not available | Not available | Not available
40 | global-switch-task-force-on-climate-related-financial-disclosures-report-2023.pdf |  | Global Switch Singapore Woodlands | Global Switch | Yes | Yes | Yes (ESG report) | No | Amsterdam West / Amsterdam East London East London North Frankfurt North / Frankfurt South Madrid | Global Switch | The full addresses of the data centers mentioned in the text are: 1. Amsterdam West / Amsterdam East Johan Huizingalaan 759 1066 VH Amsterdam Netherlands 2. London East Global Switch House 3 Nutmeg Lane London E14 2AX United Kingdom 3. London North East India Dock House 240 East India Dock Road London E14 9YY United Kingdom 4. Frankfurt North / Frankfurt South Eschborner Landstraße 110 60489 Frankfurt am Main Germany 5. Madrid Calle Yécora, 4 28022 Madrid Spain 6. Sydney East / Sydney West 400 Harris Street Ultimo, Sydney | The cities where the data centers are located are: 1. Amsterdam 2. London 3. Frankfurt 4. Madrid 5. Sydney | London, Amsterdam, Frankfurt, Madrid | The countries where the data centers are located are: - Netherlands - United Kingdom - Germany - Spain - Australia | Not available | not available | Not available | Not available | Not available | Not available | Not available | Not available | Not available | Not available | Not available | Not available | Not available | Not available | Not available | Not available | Not available | Not available | Not available | Not available | Not available | Not available | Not available | Not available | Not available | Not available | Not available | Not available | Not available | Not available | Not available | Not available | Not available | Not available | Not available | Not available | Not available | Not available | 1.2 in Europe and 1.4 in Asia-Pacific | Not available | Adiabatic coolers/cooling tower water use | 0.75 in Europe and 1.0 in Asia-Pacific | Not available | Not available | Yes | The green building standards mentioned are BREEAM and LEED. | Not available | BREEAM and LEED | ISO 31000 | Not available
41 | green-dc-roadmap.pdf | 2024 | Racks Central Singapore | Racks Central Pte Ltd | No | No. | Yes (Sustainability Report) | No | Iron Mountain Data Centers | Not available | Not available | Not available | Singapore | Singapore | Active | not available | Not available | Not available | Not available | Not available | Not available | Not available | Not available | Not available | Not available | Not available | Not available | Not available | Not available | Not available | Not available | Not available | Not available | Not available | Not available | Not available | Not available | Not available | Not available | Not available | Not available | Not available | Not available | Not available | Not available | Not available | Not available | Not available | Not available | Not available | Not available | Not available | 1.3 | The low-carbon techNot availablelogy inNot availablevations mentioned are: - Bioenergy - Fuel cells with carbon capture - Low-carbon hydrogen and ammonia - Vertical building integrated photovoltaics/building applied photovoltaics | DCVerse | 2.2 m3/MWh | Not available | Not available | Yes | The green building standards mentioned are: - Tropical DC standard - Green Data Centre Standard (SS 564) - Building and Construction Authority (BCA)-IMDA’s Green | The energy standards mentioned are SS 564. | Mandatory Water Efficiency Management Practices | Not available | Not available
41 | jll-data-center-outlook-global-2024.pdf | 2024 | Racks Central Singapore | Racks Central Pte Ltd | No | No | No | No | not available | Not available | Not available | Not available | Ireland | Ireland | Not available | Not available | Not available | Not available | Not available | Not available | Not available | Not available | Not available | Not available | Not available | Not available | Not available | Not available | Not available | Not available | Not available | Not available | Not available | Not available | Not available | Not available | Not available | Not available | Not available | n+1 | Not available | Not available | Not available | Not available | 912 MW | Not available | Not available | Not available | Not available | Colocation | Uninterrupted Power Supply (UPS), redundant power sources, backup generators | Not available | 1.55 | Not available | Liquid cooling | Not available | Not available | Not available | Not available | Not available | Not available | Not available | Not available | Not available
41 | 2024.GlobalDataCenterSurvey.Report.pdf | 2024 | Racks Central Singapore | Racks Central Pte Ltd | No | No | No | No | Not available | Not available | Not available | Not available | North America and Europe | Not available | Not available | Not available | Not available | Not available | Not available | Not available | Not available | Not available | Not available | Not available | Not available | Not available | Not available | Not available | Not available | Yes | Not available | Not available | Not available | Not available | Not available | Not available | Not available | n+1 | Not available | Not available | Not available | Not available | Not available | Not available | Not available | Not available | Not available | Not available | Not available | Colocation | Not available | Not available | 1.56 | Not available | Not available | Not available | Not available | Not available | Yes | Not available | Not available | Not available | Not available | Not available
41 | green-data-centre-technology-roadmap.pdf | 2014 | Racks Central Singapore | Racks Central Pte Ltd | No. | No. | No | Yes | Not available | Not available | Not available | Singapore | Southeast Asia. | Singapore | Not available | not available | Not available | Not available | Not available | Not available | Not available | Not available | Not available | Not available | Not available | Not available | Not available | Not available | Not available | Not available | Not available | Not available | Not available | Not available | Not available | Not available | Not available | 2N | Not available | The data center uses a 2N topology for UPS architecture, which provides multiple-redundancy. | Not available | Not available | Not available | Not available | Not available | Not available | Not available | Not available | Not available | Not available | Cooling, Electrical Distribution | Not available | 2.07 | Not available | The cooling systems mentioned in the text are: - Direct liquid cooling - Close‐coupled refrigerant cooling - Air and cooling management - Passive cooling - Free cooling | Not available | Not available | Not available | Not available | The green building standards mentioned in the text are: - Singapore Standard 564 (SS564) - IDA‐BCA Green Mark Standard - BCA‐IDA Green Mark for Data Centres | The energy standards mentioned in the text are the IDA‐BCA Green Mark Standard and SS564 (Singapore Standard 564). | WUE™ | Not available | Not available
42 | CGS Data Centre.pdf | 2024 | Singtel Tuas DC | Not Available | Yes | No | No | No | Not available | ST Telemedia Global Data Centres (STT GDC) | Not available | Not available | Eastern Economic Corridor (EEC) | Indonesia | Active | Not available | Not available | Not available | Not available | Not available | Not available | Not available | Not available | Not available | Not available | Not available | Not available | Not available | Not available | Not available | Not available | Not available | Not available | Not available | Not available | Not available | Not available | Not available | Not available | Not available | Not available | Not available | Not available | Not available | Not available | Not available | Not available | Not available | Not available | Colocation | Smart grid systems | Not available | 1.47 | Not available | Liquid cooling | Not available | Not available | Not available | Yes | The green building standards mentioned are "Green Mark DC Platinum Certification criteria." | The standards mentioned in the text are: - BCA-IMDA Green Mark for DCs - Standards for IT equipment energy efficiency - Standards for liquid cooling | Not available | Not available | Not available
42 | Singtel-Group-SR2024-Climate-Change-and-Environment.pdf | 2024 | Singtel Tuas DC | Not Available | No | Yes | Yes (Sustainability Report) | No | DC West | Not available | Not available | Singapore | Singapore | Singapore | Active | Not available | Not available | Not available | Not available | Not available | Yes | Not available | Not available | Not available | Not available | Not available | Not available | Not available | Not available | Not available | Not available | Not available | Not available | Not available | Not available | Not available | Not available | Not available | Not available | Not available | Not available | ISO 14001 certification | ISO 14067 | Not available | Not available | Not available | Not available | Not available | Not available | Not available | solar PV system | The on-site renewable energy power generation capacity mentioned in the text is 557kWp. | Not available | The low-carbon techNot availablelogy inNot availablevations mentioned in the text are: - Renewable energy - Energy efficiency | Not available | Not available | Not available | Not available | Yes | Green Mark Platinum | Not available | Not available | Not available | Not available
42 | Singtel-Group-SR2024-Climate-Change.pdf | 2024 | Singtel Tuas DC | Not Available | No. | No | Yes (Sustainability Report) | Yes | DC West | NCS | Not available | Singapore | DC West | Singapore | Not available | not available | Not available | Not available | Not available | Not available | Not available | Not available | Not available | Not available | Not available | Not available | Not available | Not available | Not available | Not available | Not available | Not available | Not available | Not available | Not available | Not available | Not available | Not available | Not available | Not available | Not available | ISO 14001 certification | ISO 14001 certification | Not available | Not available | Not available | Not available | Not available | Not available | Not available | solar PV system | The on-site renewable energy power generation capacity mentioned in the text is 557 kWp in Singapore. | Not available | Not available | Not available | Not available | Not available | Not available | Yes | Green Mark Platinum certification and Green Mark for Healthier Workplaces. | Not available | Not available | Not available | Not available
42 | Singtel-Group-Sustainability-Report-2024.pdf | 2024 | Singtel Tuas DC | Not Available | No | Yes | Yes (Sustainability Report/ Annual Report) | No | Not available | Not available | Not available | not available | Singapore | Singapore | Not available | Not available | Not available | Not available | Yes | Not available | Not available | Yes | Yes | Not available | Not available | Not available | Not available | Not available | Not available | Not available | Not available | Not available | Not available | Not available | Not available | Not available | Not available | Not available | Not available | Not available | Not available | Not available | Not available | Not available | Not available | Not available | Not available | Not available | Not available | Not available | Solar PV system | The renewable energy power generation capacity available on-site in Singapore is 557 kWp. | 1.23 | Not available | Not available | Not available | Not available | Not available | Yes | Not available | Not available | Not available | Not available | The security systems mentioned in the text are: - Vulnerability scans - Penetration Tests (PT) - Source Code Reviews (SCR) - Bug bounty programmes
43 | Relatorio-ESG-2023_ENG-1.pdf | 2024 | Ascenix Data Centre | Ascenix Pte Ptd | No | No. | Yes (ESG Report) | No | Not available | Ascenty | Not available | Not available | Latin America | The data centers are located in Brazil, Chile, and Mexico. | Active | not available | Not available | Not available | Not available | Not available | Yes | Not available | Not available | Yes | Not available | Not available | Not available | Not available | Not available | Yes | Not available | Yes | Yes, 24/7 | Not available | Not available | Not available | Not available | Not available | Not available | Not available | ISO 50001, ISO 14001 | ISO 50001, ISO 14001 | - ISO 50001 - ISO 14001 | Not available | Not available | Not available | Not available | Not available | Not available | Not available | Photovoltaic energy generation | The renewable energy power generation capacity available on-site is 14.6 MW per year. | 1.41 | Not available | Not available | 0.039 | Not available | Not available | Yes | Not available | ISO 50001 | ISO 14.001:2015 | ISO27001 | The security systems mentioned in the text are: - CCTV systems - DLP (Dropbox) - Backup - Encryption
43 | green-data-centres-policy-singapore-case.pdf | 2022 | Ascenix Data Centre | Ascenix Pte Ptd | No. | No. | No | No | Not available | Not available | Not available | New York and London | Singapore | United States, United Kingdom, Singapore | Not available | Not available | Not available | Not available | Not available | Not available | Not available | Not available | Not available | Not available | Not available | Not available | Not available | Not available | Not available | Not available | Not available | Not available | Not available | Not available | Not available | Not available | Not available | Not available | Not available | Not available | Not available | Not available | Not available | Not available | Not available | Not available | Not available | Not available | Not available | Colocation | Not available | Not available | 1.90 | Not available | Liquid cooling | Not available | The text mentions that the centres boast close to six million square feet of rack space. | Not available | Not available | Not available | By January 1, 2025, new data centres operating at full capacity will meet an annual PUE target of 1.4 for warmer climates and 1.3 for colder climates; existing data centres will achieve these same targets by January 1, 2030. | Water usage effectiveness (WUE) | Not available | Not available
43 | ascenix-csp.pdf | 2014 | Ascenix Data Centre | Ascenix Pte Ptd | No | No | No | No | not available | not available | not available | not available | not available | not available | not available | not available | Not available | Not available | Not available | Not available | Not available | Not available | Not available | Not available | Not available | Not available | Not available | Not available | Not available | Not available | Not available | Not available | Not available | Not available | Not available | Not available | Not available | Not available | Not available | Not available | Not available | Not available | Not available | Not available | Not available | Not available | Not available | Not available | Not available | Not available | Not available | Not available | Not available | Not available | Not available | Not available | Not available | Not available | Not available | Not available | Not available | Not available | Not available | Not available
44 | google-2024-environmental-report.pdf | 2024 | Google Singapore Data Center | Google | No | Yes | Yes (Sustainability Report) | No | Not available | Google | Not available | Not available | Not available | Not available | Not available | Not available | Not available | Not available | Not available | Not available | Yes | Not available | Not available | Yes | Not available | Not available | Not available | Not available | Not available | Not available | Not available | Not available | Not available | Not available | Not available | Not available | Not available | Not available | Not available | Not available | Not available | ISO 50001, ISO 14001 | ISO 50001: ---------- Energy management ISO 14001: ---------- Environmental management | Not available | Not available | Not available | Not available | Not available | Not available | Not available | Not available | The on-site renewable electricity generation capacity mentioned in the text for the years provided are as follows: - 2022: 6,300 MWh - 2023: 7,200 MWh - 2024: 8,800 MWh - 2025: 9,600 MWh - 2026: 10,700 MWh | 1.10 | Not available | Not available | Not available | Not available | Not available | Yes | The green building standards mentioned in the text are: - Living Building Challenge (LBC) - LEED certification | ISO 50001: Energy management | Living Building Challenge (LBC) | Not available | Not available
44 | P17859700914e40f60869705b924ae2b4e1.pdf | 2023 | Google Singapore Data Center | Google | No. | No. | No | No | not available | Not available | Not available | Not available | Singapore | Brazil and South Africa | Not available | Not available | Not available | Yes | Not available | Not available | Yes | Not available | Not available | Yes | Not available | Not available | Not available | Not available | Not available | Yes | Not available | Yes | Not available | Not available | Not available | Not available | Not available | n+1 | Not available | The information provided does Not availablet specify the exact redundancy configuration (like n+1) for the data center's standby power systems. Therefore, the answer is 'Not available'. | ISO 50001 Energy Management | Not available | Not available | Raised floor | Not available | Not available | Not available | Not available | The building floor to ceiling heights mentioned in the text are 19m, 7m, and 3m. | Colocation | Redundant uninterruptible power supply systems | Not available | 3.0 | Not available | Free cooling | Not available | Not available | Not available | Not available | Not available | The energy standards mentioned in the text are: - Energy Star - EU Code of Conduct for Data Centers - EU Energy Efficiency Directive - Leadership in Energy and Environmental Design (LEED) - Building Research Establishment Environmental Assessment Method (BREEAM) | Leadership in Energy and Environmental Design, Building Research | Not available | Not available
44 | google-va-impact-report.pdf | 2023 | Google Singapore Data Center | Google | No | Yes | Yes (Sustainability Report) | No | not available | Google | Not available | Loudoun County | Loudoun County, Virginia | United States | Not available | not available | Not available | Not available | Not available | Not available | Not available | Not available | Not available | Not available | Not available | Not available | Not available | Not available | Not available | Not available | Not available | Yes | Yes and how many hours such as 24/7 | Not available | Not available | Not available | Not available | Not available | Not available | Not available | ISO 27018 and ISO 27701 | ISO 27018, ISO 27701 | ISO 27018 and ISO 27701 | Not available | Not available | Not available | Not available | Not available | Not available | Not available | Not available | Not available | 1.09 | Not available | The cooling systems mentioned for the data center are air-cooling, water-cooling, or a combination of these techNot availablelogies. | Not available | Not available | Not available | Yes | Not available | Not available | Not available | Not available | Not available
44 | green-data-centres-policy-singapore-case.pdf | 2022 | Google Singapore Data Center | Google | No | No. | No | No | Not available | Not available | Not available | New York and London | Singapore | United States, United Kingdom, Singapore | Not available | Not available | Not available | Not available | Not available | Not available | Not available | Not available | Not available | Not available | Not available | Not available | Not available | Not available | Not available | Not available | Not available | Not available | Not available | Not available | Not available | Not available | Not available | Not available | Not available | Not available | Not available | Not available | Not available | Not available | Not available | Not available | Not available | Not available | Not available | Colocation facilities | Not available | Not available | 1.90 | Not available | Liquid cooling | Not available | The text mentions that the centres boast close to six million square feet of rack space. | Not available | Not available | Not available | By January 1, 2025, new data centres operating at full capacity will meet an annual PUE target of 1.4 for warmer climates and 1.3 for colder climates; existing data centres will achieve these same targets by January 1, 2030. | Water Usage Effectiveness (WUE) | Not available | Not available
44 | NASDAQ_GOOG_2020.pdf | 2021 | Google Singapore Data Center | Google | No. | Yes | Yes (Sustainability Report) | Yes | Not available | Google | Not available | Not available | Not available | United States (Berkeley County, South Carolina) and Sweden (Maevaara wind farm). | Active | Not available | Not available | Not available | Not available | Not available | Not available | Not available | Not available | Yes | Not available | Not available | Not available | Not available | Not available | Not available | Not available | Not available | Not available | Not available | Not available | Not available | Not available | Not available | Not available | Not available | Not available | ISO 50001 | ISO 50001 energy management system certification | Not available | Not available | Not available | Not available | Not available | Not available | Not available | battery-based system | The on-site renewable energy power generation capacity is Not availablet explicitly mentioned in the text provided. Therefore, the answer is "Not available" | 1.10 | Not available | Evaporative cooling | Not available | The text mentions that since 2009, over 1.4 million square meters (15 million square feet) of Google office facilities have achieved LEED certification. | Not available | Yes | The green building certifications mentioned are LEED and the Living Building Challenge (LBC). | UL110 and IEEE 1680.1 are the energy standards mentioned in the text. | Not available | Not available | Not available
45 | Singtel-Group-Sustainability-Report-2024.pdf | 2024 | Singtel KCTC-2 | Singtel | No. | Yes | Yes (Sustainability Report) | No | not available | Not available | Not available | not available | Singapore | Singapore | Not available | Not available | Not available | Not available | Yes | Not available | Not available | Yes | Yes | Not available | Not available | Not available | Not available | Not available | Not available | Not available | Not available | Not available | Not available | Not available | Not available | Not available | Not available | Not available | Not available | Not available | Not available | Not available | Not available | Not available | Not available | Not available | Not available | Not available | Not available | Not available | solar PV system | The renewable energy power generation capacity available on-site mentioned in the text is 557 kWp. | 1.3 to 1.6 | Not available | Not available | Not available | Not available | Not available | Yes | Not available | Not available | Not available | Not available | Not available
45 | Singtel-Group-Sustainability-Report-2023.pdf | 2023 | Singtel KCTC-2 | Singtel | No. | Yes | Yes (Sustainability Report) | No. | Not available | Not available | Not available | Not available | Not available | Not available | Not available | Not available | Not available | Not available | Yes | Not available | Yes | Yes | Not available | Not available | Not available | Not available | Not available | Not available | Not available | Not available | Not available | Not available | Not available | Not available | Not available | Not available | Not available | Not available | Not available | Not available | Not available | Not available | ISO 20400:2017 ISO 27001 | Not available | Not available | Not available | Not available | Not available | Not available | Not available | Backup power systems including battery systems and generators | The renewable energy power generation capacity available on-site is 1.38MWp. | Not available | Not available | Optus uses a combination of air, water and refrigerant cooling systems. | Not available | Not available | Not available | Not available | Not available | Not available | Not available | Not available | Not available
45 | Singtel_KCTC_2_Factsheet_web.pdf | 2015 | Singtel KCTC-2 | Singtel | Yes | Yes | No | Yes | KCTC-2 Data Centre | Singtel | Not available | Not available | Not available | not available | Active | not available | Not available | Not available | Not available | Not available | Not available | Not available | Not available | Not available | Not available | Not available | Not available | Not available | Not available | Yes | Not available | Yes | 24x7 physical security access by pre-authorisation | Not available | Yes | Not available | Not available | N+1 | N+1 | N+1 | Not available | Not available | Not available | Raised floor | Not available | Not available | The text mentions a "nine storey building." Therefore, the number of building floors is nine. | 12KN/m² | The floor to floor height mentioned in the text is 5 meters. | Not available | - Fully redundant un-interruptible power supply (UPS) - Fully redundant power generator | Not available | Not available | Not available | CRAC configuration: N+1 | Not available | Not available | Not available | Not available | Not available | Not available | Not available | Not available | The security systems mentioned in the text are: - Contact-less card access systems to prevent unauthorised access - Centralised rack-locking system available - 24x7 closed circuit TV (CCTV) monitoring system with recording on all floors - 24x7 physical security access by pre-authorisation
45 | singtel-sustainability-report-2012.pdf | 2012 | Singtel KCTC-2 | Singtel | No. | Yes | Yes (Sustainability Report) | Yes | Not available | Not available | not available | Singapore | Not available | Singapore | not available | Not available | Not available | Not available | Not available | Not available | Not available | Not available | Not available | Not available | Not available | Not available | Not available | Not available | Not available | Not available | Not available | Not available | Not available | Not available | Not available | Not available | Not available | Not available | Not available | Not available | Not available | SS564 | SS564 | Not available | Not available | Not available | Not available | Not available | Not available | Not available | Not available | The renewable energy power generation capacity available on-site is 24 kW. | Not available | Not available | Not available | Not available | Not available | Not available | Yes | The green building standard mentioned is the Building and Construction Authority’s Green Mark Gold Award. | The energy standard mentioned in the text is the Building and Construction Authority’s Green Mark Gold Award. | Not available | Not available | Not available
45 | singtel-sustainability-report-2010.pdf | 2010 | Singtel KCTC-2 | Singtel | Yes | Yes | Yes (Sustainability Report) | No | Kim Chuan Telecommunications Centre 2 (KCTC-2) | SingTel | Not available | Singapore | Singapore | Singapore | Active | 2010 | Not available | Not available | Not available | Not available | Not available | Not available | Not available | Not available | Not available | Not available | Not available | Not available | Not available | Not available | Not available | Not available | Not available | Not available | Not available | Not available | Not available | Not available | Not available | Not available | Not available | Not available | Not available | Not available | 500,000 sq feet | Not available | Not available | Not available | Not available | Not available | Grid-Tied Solar Photovoltaic System | The renewable energy power generation capacity available on-site mentioned in the text is a Grid-Tied Solar Photovoltaic System with a peak capacity of 40 kW. | Not available | 1. Grid-Tied Solar Photovoltaic system 2. Green data centre | R22 and R134a | Not available | 500,000 sq feet | Not available | Yes | Not available | Not available | Water Efficient Building certification by the Public Utilities Board | Not available | Not available
46 | CyrusOne-2024-Sustainability-Report.pdf | 2024 | CyrusOne Singapore | CyrusOne Data Centers | No | Yes | Yes (Sustainability Report) | No | San Antonio (SAT4) | Not available | Not available | Not available | Texas | United States | Not available | not available | Not available | Not available | Yes | Not available | Yes | Yes | Yes | Yes | Yes | Yes | Not available | Not available | Yes | Not available | Yes | Yes | Not available | Not available | Yes | Not available | Not available | Not available | Not available | Not available | Not available | Not available | - ISO 14001 EMS - ISO 45001 OHSMS - ISO 27001 - ISO 22301 | Not available | Not available | Not available | Not available | Not available | Not available | Colocation | Emergency Power Systems | Not available | Not available | Not available | Building management systems | Not available | Not available | Not available | Yes | Not available | Not available | Not available | Not available | The security systems mentioned in the text are: - Building Management Systems (such as HVAC controls, CCTV, and access control systems) - Emergency Power Systems
46 | jll-data-center-outlook-global-2024.pdf | 2024 | CyrusOne Singapore | CyrusOne Data Centers | No. | Yes | No | No | not available | Not available | Not available | Not available | Ireland | Ireland | Not available | Not available | Not available | Not available | Not available | Not available | Not available | Not available | Not available | Not available | Not available | Not available | Not available | Not available | Not available | Not available | Not available | Not available | Not available | Not available | Not available | Not available | Not available | n+1 | Not available | Not available | Not available | Not available | Not available | Not available | Not available | Not available | Not available | Not available | Not available | Colocation | Uninterrupted Power Supply (UPS) | Not available | 1.55 | Not available | Liquid cooling | Not available | Not available | Not available | Not available | Not available | Not available | Not available | Not available | Not available
46 | 2023-Sustainability-Report-Final-CyrusOne.pdf | 2023 | CyrusOne Singapore | CyrusOne Data Centers | No | Yes | Yes (Sustainability Report) | Yes | Not available | Not available | Not available | Not available | Not available | Not available | Not available | not available | Not available | Not available | Not available | Not available | Yes | Not available | Yes | Yes | Not available | Not available | Not available | Not available | Not available | Not available | Yes | Yes | Yes, 24/7 | Not available | Not available | Not available | Not available | Not available | Not available | Not available | Not available | ISO 50001 EnMS - Frankfurt (FRA1) - Frankfurt (FRA2) - Frankfurt (FRA3) ISO 45001 OHSMS - Amsterdam (AMS1) - Frankfurt (FRA1) - Frankfurt (FRA2) - Frankfurt (FRA3) - London (LON1) - London (LON2) - London (LON3) | - ISO 50001 EnMS - ISO 45001 OHSMS - ISO 14001 EMS | Not available | 4,779,501 colocation square feet | Not available | Not available | Not available | Not available | The type of facility mentioned in the text is a colocation data center. | Not available | Not available | Not available | Not available | evaporative cooling | Not available | Not available | Not available | Yes | The green building standards mentioned are STAR, LEED, BREEAM, ISO, ENERGY STAR, and Green Globes. | Not available | Water Usage Effectiveness (WUE Site & WUE Source) | Not available | The security systems mentioned in the text are: 1. Closed-circuit cameras 2. Security guards 3. Dual authentication 4. Strict access controls
46 | NASDAQ_CONE_2021.pdf | 2021 | CyrusOne Singapore | CyrusOne Data Centers | No | Yes | Yes (Sustainability Report) | No | Not available | CyrusOne | Not available | Not available | Not available | Not available | Active | Not available | Yes | Not available | Not available | Not available | Not available | Not available | Not available | Not available | Not available | Not available | Not available | Not available | Not available | Not available | Not available | Not available | Yes, 24/7 | Not available | Not available | Not available | Not available | n+1 | Not available | Not available | Not available | ISO 14001 Certified | Not available | Not available | 4,665,379 colocation square feet | Not available | Not available | Not available | Not available | Colocation | High-efficiency uninterruptible power supplies (UPS) | Not available | Not available | Not available | 1) Building management systems 2) EcoNot availablemizers | Not available | Not available | Not available | Yes | The green building standards mentioned in the text are BREEAM, LEED, Energy Star, and Green Globes. | The energy standards mentioned are Power Usage Effectiveness (PUE), Carbon Usage Effectiveness (CUE), and Water Usage Effectiveness (WUE). | Not available | Not available | Not available
46 | NASDAQ_CONE_2020.pdf | 2021 | CyrusOne Singapore | CyrusOne Data Centers | No. | Yes | Yes (Sustainability Report) | Yes | London I, London II | CyrusOne | Not available | Slough and Stockley | Slough and Stockley. | United Kingdom | Not available | Not available | Not available | Not available | Not available | Not available | Not available | Not available | Yes | Not available | Not available | Not available | Not available | Not available | Not available | Not available | Not available | Not available | Not available | Not available | Not available | Not available | Not available | n+1 | Not available | The text mentions that the data center was designed with multiple, redundant UPSs so that one could fail without hindering server uptime. However, the specific redundancy configuration (e.g., N+1, 2N) is Not availablet provided in the provided text. Therefore, the answer is "Not available" | Not available | Not available | Not available | Not available | Not available | Not available | The text mentions three building floors/halls: Data Hall 1, Data Hall 2, and Future Data Hall. | Not available | Not available | Colocation | High-efficiency uninterruptible power supplies (UPS) | Not available | Not available | 1) Building management systems 2) EcoNot availablemizers | 1) Building management systems 2) EcoNot availablemizers 3) Throttling 4) Liquid-to-chip cooling ready | Not available | Not available | Not available | Not available | Not available | The energy standards mentioned are Power Usage Effectiveness (PUE), Water Usage Effectiveness (WUE), and Carbon Usage Effectiveness (CUE). | Water Usage Effectiveness (WUE) | Not available | Not available
48 | CapitaLand-Ascendas-REIT-AR2023.pdf | 2024 | Kim Chuan Telecommunications Complex | CapitaLand Data Centre | Yes | Yes | Yes (Sustainability Report) | No | Not available | Not available | Not available | The cities where the data centers are located are: - Amsterdam, The Netherlands - Geneva, Switzerland - London, United Kingdom - Manchester, United Kingdom - Paris, France | Geneva, Switzerland | The data centers mentioned are located in the following countries: - The Netherlands - Switzerland - United Kingdom - France | Not available | 2004 | Not available | Not available | Not available | Not available | Not available | Not available | Not available | Not available | Not available | Not available | Not available | Not available | Not available | Not available | Not available | Not available | Not available | Not available | Not available | Not available | Not available | Not available | Not available | Not available | Not available | Not available | Not available | Not available | Not available | Not available | Not available | Not available | Not available | Not available | Not available | The renewable energy power generation capacity available on-site from solar installations in Singapore is projected to generate more than 23 GWh per year. | Not available | Not available | Not available | Not available | Not available | Not available | Yes | The green building standards mentioned in the text are: - 3.0 Stars NABERS Energy Rating - 5-Star Green Star Rating - BCA Green Mark GoldPLUS - 6-Star Green Star - 5.5-Star NABERS - BREEAM rating | Not available | Not available | Not available | Not available
48 | CLAR-Integrated-Sustainability-Report-2023.pdf | 2024 | Kim Chuan Telecommunications Complex | CapitaLand Data Centre | No. | Yes | Yes (Sustainability Report) | No | The names of the data centers mentioned in the text are: - Techlink - Techpoint - Techview - UBIX | Not available | Not available | Singapore | Singapore | Singapore | Active | Not available | Not available | Not available | Yes | Yes | Yes | Not available | Yes | Not available | Not available | Not available | Not available | Not available | Not available | Not available | Not available | Not available | Not available | Not available | Not available | Not available | Not available | Not available | Not available | Not available | Not available | Not available | ISO 14001, ISO 31000, ISO 45001, ISO 27001, ISO 9001 | Not available | Not available | Not available | Not available | Not available | Not available | Not available | Not available | Not available | Not available | Proptech (property techNot availablelogy) | The cooling system mentioned in the text is "district cooling." | Not available | 662,078 | Not available | Yes | The green building standards mentioned in the text are: - Singapore – Green Mark GoldPLUS certification or equivalent. - Overseas – certification by a green rating system administered by a national government ministry / agency or a World Green Building Council (WGBC) recognized Green Building Council. | Not available | Not available | ISO 9001, ISO 14001, bizSAFE Level 3, NEA Clean Mark Silver | Not available
48 | 511611_Sustainability Report 2018.pdf | 2018 | Kim Chuan Telecommunications Complex | CapitaLand Data Centre | Yes | No | Yes (Sustainability Report) | No | not available | Not available | Not available | not available | Not available | Singapore | Not available | Not available | Not available | Not available | Not available | Not available | Not available | Not available | Not available | Not available | Not available | Not available | Not available | Not available | Not available | Yes | Not available | Not available | Not available | Not available | Not available | Not available | Not available | Not available | Not available | Not available | Not available | Not available | Not available | Not available | Not available | Not available | Not available | Not available | Not available | Not available | Not available | Not available | Not available | Not available | The cooling systems mentioned in use by the data center are: - Air cooled chiller - Computer Room Air Handling Units (CRAH) - Air Handling Units (AHUs) | Not available | Not available | Not available | Yes | Not available | The energy standards mentioned in the text are ICNIRP (International Commission on Not availablen-Ionizing Radiation Protection) and ARPANSA standards. | Not available | Not available | Not available
49 | Microsoft-datacenters-in-Singapore.pdf | 2024 | Microsoft Singapore Woodlands | Microsoft | No. | Yes | Yes (Sustainability Report) | No | not available | Microsoft | Not available | Singapore | Singapore | Singapore | Not available | not available | Not available | Not available | Not available | Not available | Not available | Not available | Not available | Not available | Not available | Not available | Not available | Not available | Not available | Not available | Not available | Not available | Not available | Not available | Not available | Not available | Not available | Not available | Not available | Not available | Not available | Not available | Not available | Not available | Not available | Not available | Not available | Not available | The size of the building floor to ceiling height is Not availablet mentioned in the text provided. Therefore, the answer is 'Not available'. | Not available | Not available | Not available | Not available | Not available | water-cooled chillers | Not available | Not available | Not available | Yes | Not available | Not available | Not available | Not available | Not available
49 | 2022-Environmental-Sustainability-Report.pdf | 2023 | Microsoft Singapore Woodlands | Microsoft | No. | Yes | Yes (Sustainability Report) | No | Not available | Microsoft | Not available | Not available | Phoenix | The countries mentioned where datacenters are located are the United States and Ireland. | Active | not available | Not available | Not available | Not available | Not available | Not available | Not available | Not available | Not available | Not available | Not available | Not available | Not available | Not available | Not available | Not available | Not available | Not available | Not available | Not available | Not available | Not available | Not available | Not available | Not available | Not available | Not available | Not available | Not available | Not available | Not available | Not available | Not available | Not available | Not available | Sun Streams 2 Solar Project | Not available | 1.12 | Not available | The cooling systems mentioned in the text are: - Direct outside air cooling - Direct evaporation cooling - Two-phased liquid immersion cooling - Adiabatic cooling system | Not available | Not available | Not available | Yes | All major projects must achieve LEED Gold or Platinum certification. | Not available | Not available | Not available | Not available
49 | Singapore (Southeast Asia).pdf | 2023 | Microsoft Singapore Woodlands | Microsoft | No | Yes | No | No | not available | Microsoft | Not available | error | Southeast Asia region | Singapore | Active | not available | Not available | Not available | Not available | Not available | Not available | Not available | Not available | Not available | Not available | Not available | Not available | Not available | Not available | Not available | Not available | Not available | Not available | Not available | Not available | Not available | Not available | Not available | Not available | Not available | Not available | error | Not available | Not available | Not available | Not available | Not available | Not available | error | Not available | The power system mentioned in the text is "solar power." | Not available | 1.358 | Not available | error | Not available | Not available | Not available | Yes | error | The energy standards mentioned in the text are: - Power usage effectiveness (PUE) - Design PUE for new datacenters: 1.23 | Water usage effectiveness (WUE) | Not available | Not available
49 | Microsoft_Environmental_Sustainability_Report_2020.pdf |  | Microsoft Singapore Woodlands | Microsoft | No. | Yes | Yes (Sustainability Report) | No | Amsterdam | Microsoft | Not available | Amsterdam. | Sweden | Amsterdam | Active | Not available | Not available | Not available | Not available | Not available | Not available | Not available | Not available | Not available | Not available | Not available | Not available | Not available | Not available | Not available | Not available | Not available | Not available | Not available | Not available | Not available | Not available | Not available | Not available | Not available | Not available | Not available | Not available | Not available | Not available | Not available | Not available | Not available | Not available | Not available | Not available | The on-site renewable energy capacities mentioned in the text are as follows: - 418 in the first year - 400 in the second year - 587 in the third year - 318 in the fourth year | Not available | Not available | Adiabatic cooling | Not available | Not available | Not available | Yes | Not available | Not available | Not available | Not available | Not available

## Data_From_sustain_esg_repor (2)
Note: This version has duplicate reports removed
Folder_ID | pdf_name_from_info | Most recent | Sustainability report | Annual report | Policy document | Spec sheet | Other | Not by operator | Data pdf published (year) | Data center | Data center provider | Pdf info about DC | Pdf info about DC provider | Sustainability Report | Specification Report | Data center name from pdf | Operator | Address | City | Region | Country | Operating status | Year | SERVICES Full Cabinets | SERVICES Shared Rackspace | ISO27001 Certified | ISO9001 Certified | ISO14001 Certified | ISO22301 Certified | ISO45001 Certified | ISO50001 Certified | SOC 1 Type I/II/2 Certified | SOC 2 Type I/II/2 | SOC 3 Type I/II/2 | SAS70 Type 2 | DSS PCI Certified | Firesupression | Fenced Perimeter | CCTV surveillance | Onsite Security Staff | Biometric Access Control | Card Access Control | Mantrap Entry | Total Critical Power | UPS Redundancy | Cooling Redundancy | Standby Power Redundancy | Renewable energy certificates | Green Building certificate | Other certificates | Floor type | Colocation space | BUILDING Total Whitespace | Floors Number | Max Floor Load | Floor to Ceiling Height | Building/facility type | Power system in use | Renewable energy power capacity | PUE | Low carbon inNot availablevation in use | Cooling system | WUE | Floor space | Reported clients | Sustainability policies | Green Building standards | Energy standards | Water efficiency standards | Security standards | Security system in use
0 | data-centers-2023-data-centers-sustainability-report.pdf | X | X | [5 empty] | 2024 | Iron Mountain Data Centers SIN-1 | Iron Mountain Data Centers | No | Yes | Yes | No | Iron Mountain Data Centers | Iron Mountain | Not available | Madrid, Chennai, Mumbai, Delhi NCR, Miami, North Virginia, London, Phoenix, North Virginia, New Jersey, Boston, Ohio. | North Virginia | The countries where the data centers are located include: - Belgium - Finland - France - Germany - Ireland - Luxembourg - Netherlands - Poland - South Africa - Spain - Sweden - Switzerland - United Kingdom - United States - Canada - Mexico - Argentina - Colombia - Brazil - Chile - Peru - India | Active | 2023 | Not available | Not available | Not available | Not available | Not available | Not available | Not available | Not available | Not available | Yes | Not available | Not available | Yes | Not available | Not available | Not available | Not available | Not available | Not available | Not available | Not available | Not available | Not available | Not available | ISO 14064-1 | ISO 14064-1, ISO 50001 | ISO 14064-1 | Not available | Not available | Not available | Not available | Not available | Not available | Not available | Not available | The on-site renewable energy generation capacity mentioned in the text is 21.3 MW. | 1.3 | Not available | The cooling system mentioned is "SIN-1." | 0.4 | 98M | Meta, Microsoft, Oracle, Google | Yes | BREEAM certification | The energy standards mentioned in the text are: - ISO 50001 - ISO 14064-1 | Water Usage Effectiveness (WUE) | SOC2, PCI-DSS, Global ISO 14064, Global ISO 22301 | Not available
0 | data-centers-2022-data-centers-sustainability-report.pdf |  | X | [5 empty] | 2023 | Iron Mountain Data Centers SIN-1 | Iron Mountain Data Centers | No | Yes | Yes | No | not available | Iron Mountain Data Centers | Not available | Madrid | Not available | Spain | Active | 2024 | Not available | Not available | Not available | Yes | Yes | Yes | Not available | Yes | Not available | Not available | Yes | Not available | Not available | Not available | Not available | Yes | Yes, 24/7. | Not available | Not available | Not available | Not available | Not available | Not available | Not available | ISO 50001 | ISO 14001 ISO 50001 | 1. ISO 14064 2. ISO 14001 3. ISO 50001 | Not available | Not available | Not available | Not available | Not available | Not available | Colocation | Not available | The on-site renewable energy power generation capacity mentioned is 7 MW from solar rooftop generation at the New Jersey facility. | 1.56 | Not available | Not available | 1.41 | Not available | Not available | Yes | BREEAM certification | ISO 50001 (Environmental and Energy Management) | Not available | NIST 800-53 Rev.5, FISMA HIGH, HIPAA/HITECH | NIST 800-53 Rev.5, FISMA HIGH, HIPAA/HITECH
1 | report_digital_realty_2406_2023_esg_report.pdf | X | X | [5 empty] | 2024 | 3 Loyang Way (SIN11) | Digital Realty | No | Yes | Yes (ESG report) | No | Not available | Not available | Not available | Not available | Not available | Not available | Not available | not available | Not available | Not available | Yes | Yes | Yes | Yes | Yes | Yes | Not available | Not available | Not available | Not available | Not available | Not available | Not available | Not available | Not available | Not available | Not available | Not available | Not available | Not available | Not available | Not available | Not available | Not available | - ISO 9001 (Quality Management) - ISO 14001 (Environmental Management) - ISO 20001 (Information TechNot availablelogy) - ISO 22301 (Business Continuity) - ISO 27001 (Information Security) - ISO 45001 (Occupational Health and Safety) - ISO 50001 (Energy Management) | Not available | Not available | Not available | Not available | Not available | Not available | Not available | Not available | The on-site renewable energy power generation capacity mentioned is 5.7 MW. | Not available | Not available | dry cooling | Not available | 13M | Not available | Yes | Not available | Not available | Not available | Not available | Not available
1 | PCI_DSS_2023_FRA1_DigitalReality.ec8acacc7039.pdf | [5 empty] | X |  | 2023 | 3 Loyang Way (SIN11) | Digital Realty | Yes | Yes | No | No | ACC4: 44480 Hastings Dr, Ashburn, Virginia | Digital Realty | 44480 Hastings Dr, Ashburn, Virginia | Ashburn, Virginia | Boston, MA, USA | USA | Not available | Not available | Not available | Not available | Not available | Not available | Not available | Not available | Not available | Not available | Not available | Not available | Not available | Not available | Yes | Not available | Not available | Not available | Not available | Not available | Yes | Not available | Not available | Not available | Not available | Not available | Not available | Not available | Not available | Not available | Not available | Not available | Not available | Not available | Not available | Not available | Not available | Not available | Not available | Not available | Not available | Not available | Not available | Not available | Not available | Not available | Not available | Not available | PCI DSS | Not available
1 | Digital-Realty-2021-Award-Write-Up.pdf | [5 empty] | X |  | 2022 | 3 Loyang Way (SIN11) | Digital Realty | No | Yes | No | No | not available | Digital Realty | Not available | Singapore | Asia Pacific | Singapore | Not available | not available | Not available | Yes | Not available | Not available | Not available | Not available | Not available | Not available | Not available | Not available | Not available | Not available | Not available | Not available | Not available | Yes | Yes, each data center offers around-the-clock security staff, which means they have security onsite 24/7. | Not available | Yes | Not available | Not available | Not available | Not available | Not available | Not available | Not available | Not available | Not available | Not available | Not available | Not available | Not available | The building floor to ceiling height is Not availablet mentioned in the text provided. | The type of facility mentioned in the text is colocation. | Not available | Not available | 1.25 | - On-floor, water-cooled chiller system - Outside air treatment via a plate heat exchanger - Light-emitting diode lighting with motion activation sensors | On-floor, water-cooled chiller system | Not available | Not available | The reported clients of the facility/company are: - a major Singaporean multinational banking and financial services corporation - a leading consumer internet company in South East Asia - a global cloud services provider | Yes | Green Mark Platinum certification by the Building and Construction Authority of Singapore. | Energy Star certifications | Not available | Not available | The security systems mentioned in the text include: - Multi-factor authentication protocols - Authorization processes - Remote camera monitoring backed by digital recording - Closed-circuit television integrated with access controls - Smart card readers
1 | RBC-Datacenter-Download-20210920.pdf | [5 empty] | X | X | 2021 | 3 Loyang Way (SIN11) | Digital Realty | No | Yes | No | No | not available | Alestra | Not available | Not available | Not available | not available | The operating status of the datacenter is not mentioned in the provided context. Therefore, the response is "Not available" | 2019, 2020 | Not available | Not available | Not available | Not available | Yes | Not available | Not available | Not available | Not available | Not available | Not available | Not available | Not available | Yes | Not available | Not available | Not available | Not available | Not available | Not available | Not available | Not available | Not available | Not available | Not available | ISOs | ISOs | Raised flooring | Not available | Not available | Not available | Not available | Not available | The types of facilities/buildings mentioned in the text are bare metal, colocation, enterprise, and hyperscaler. | Not available | Not available | Not available | Not available | The cooling system mentioned for the Microsoft Azure datacenter in the UK is "chilled water pumps." | For Digital Realty, the WUE in 2020 is 0.37. For CyrusOne, the WUE is Not availablet mentioned, so it is 'Not available'. For QTS Realty, the WUE in 2020 is 1.61. For Iron Mountain, the WUE in 2020 is 0.62. For NEXTDC, the WUE is Not availablet mentioned, so it is 'Not available'. | Not available | Not available | Not available | - Australian NABERS star rating system - USGBC LEED-Silver or equivalent certification - ENERGY STAR Portfolio Manager | Not available | Australian NABERS star rating system | Global Industry Classification Standard (GICS) | Not available
1 | Digital-Realty-Extends-Global-Reach-of-PlatformDIGITAL-with-Third-Data-Centre-in-Singapore-2021.pdf | [5 empty] | X |  | 2021 | 3 Loyang Way (SIN11) | Digital Realty | No | Yes | No | No | SIN12 | Digital Realty | Not available | Singapore | Singapore | Singapore | Active | not available | Not available | Not available | Not available | Not available | Not available | Not available | Not available | Not available | Not available | Not available | Not available | Not available | Not available | Not available | Not available | Not available | Not available | Not available | Not available | Not available | Not available | Not available | Not available | Not available | Not available | Not available | Not available | Not available | Not available | Not available | Not available | Not available | Not available | The type of facility mentioned in the text is "colocation." | The power systems in use by the data center are turbine generators, uninterruptible power supply (UPS), and lithium-ion batteries. | Not available | 1.25 | The low-carbon techNot availablelogy inNot availablevations mentioned in the text are: - turbine generators - lithium-ion batteries | The text does Not availablet specify the exact name of the cooling system used by the data center. Therefore, the answer is "Not available" | Not available | Not available | Not available | Yes | The green building standard mentioned in the text is the Platinum certification under Singapore's BCA Green Mark building assessment system. | Not available | Not available | Not available | Not available
3 | Report_Digital_Realty_2019_ESG_Report.pdf | X | X | [5 empty] | 2020 | 29A International Business Park (SIN10) | Digital Realty | No. | Yes | Yes (ESG report) | No | not available | Digital Realty | Not available | Amsterdam, Dublin, London, New York, Northern Virginia, Phoenix, Singapore, Sydney, Tokyo, Hong Kong. | Europe | The data centers are located in the United States, Europe, Latin America, Asia, Australia, and Canada. | Active | not available | Not available | Not available | Yes | Yes | Yes | Not available | Not available | Yes | Not available | Not available | Not available | Not available | Not available | Not available | Not available | Not available | Yes, 24/7 | Not available | Not available | Not available | Not available | Not available | Not available | Not available | ISO 50001 (Energy Management) | ISO 50001 | ISO 50001 (Energy Management) | Not available | Not available | Not available | Not available | Not available | Not available | The type of facility mentioned in the text is "neutral colocation data center." | Not available | Not available | Not available | Not available | free-air cooling | Not available | 5,448 | Not available | Yes | LEED, BREEAM | The energy standards mentioned in the text are: - ISO 50001 (Energy Management) - ENERGY STAR certification - US EPA ENERGY STAR certifications - US Department of Energy Better Buildings Challenge for Data Centers - EPA ENERGY STAR Benchmarking | Not available | US EPA ENERGY STAR certifications | Not available
3 | NYSE_DLR_2018.pdf |  | X | [5 empty] | 2019 | 29A International Business Park (SIN10) | Digital Realty | Yes | Yes | Yes (ESG report) | No | Not available | Not available | Not available | York, Northern Virginia, Phoenix, Amsterdam, Dublin, London, São Paulo, Singapore, Sydney, Tokyo, Hong Kong | The regions where the data centers are located are: - North America - Europe - Latin America - Asia - Australia | United States, Netherlands, Ireland, United Kingdom, Brazil, Singapore, Australia, Japan, Hong Kong | Not available | not available | Not available | Not available | Yes | Yes | Yes | Not available | Not available | Yes | Not available | Not available | Not available | Not available | Not available | Not available | Not available | Not available | Not available | Not available | Yes | Not available | Not available | n+1 | Not available | Not available | Not available | ISO 50001 | 1. ISO 50001 (ENERGY MANAGEMENT) 2. ISO 9001 (QUALITY MANAGEMENT) 3. ISO 27001 (INFORMATION SECURITY MANAGEMENT) | Not available | Not available | Not available | Not available | Not available | Not available | Not available | Uninterruptible power systems (UPS) | Not available | Not available | Not available | Pumped-refrigerant with ecoNot availablemizers | 1.37 | Not available | Not available | Yes | The green building standards mentioned in the text are: - USGBC LEED - BREEAM - BCA Green Mark - CEEDA - Green Globes | The energy standards mentioned in the text are: - ENERGY STAR certification - ISO 50001 (ENERGY MANAGEMENT) - SS564 Green Data Centres standard for Energy and Environmental Management Systems | Not available | ISO 9001 (QUALITY MANAGEMENT) ISO 27001 (INFORMATION SECURITY MANAGEMENT) | Not available
3 | 342-1511496744.pdf |  |  |  |  | X |  |  | 2015 | 29A International Business Park (SIN10) | Digital Realty | Yes | Yes | No | Yes | not available | Digital Realty | Not available | Not available | Jurong East area of Singapore | Singapore | Active | Not available | Not available | Not available | Not available | Not available | Not available | Not available | Not available | Not available | Not available | Not available | Not available | Not available | Not available | Not available | Yes | Yes | Yes, 7 x 24 onsite security. | Yes | Not available | Yes | 30 MW | N+1 | N+2 | N+1 | Not available | Not available | Not available | Raised floor | 370,500 sq ft | Not available | Not available | 15k-N per square metre | Not available | Not available | The power systems mentioned are: - 22kV utility power supplies - UPS (Uninterruptible Power Supply) - HT/LV power transformers - Power generators | Not available | Not available | Not available | Dual chilled water loops | Not available | 370,500 sq ft | Not available | Not available | Not available | Not available | Not available | TVRA (Threat Vulnerability Risk Assessment) compliant | The security systems in use are: - 24/7 onsite security - 2-factor authentication with biometric access to the data centres - CCTV monitoring 24/7 with digital recording and 90-day archiving - Single entrance/exit - Vehicle crash barrier - Fence and crash bollard perimeter - X-ray screening and circular man trap entry
4 | Equinix-Inc_2023_Annual-Report.pdf | X |  | X |  |  |  |  | 2024 | Equinix SG3 | Equinix | No. | Yes | Yes (ESG report) | No | IBX Data Centers | Not available | Not available | Bogotá, Dubai, Dublin, Frankfurt, Madrid, Milan, Montreal. | The regions where the new data centers are located in 2023 are Bogotá, Dubai, Dublin, Frankfurt, Madrid, Milan, and Montreal. | The countries mentioned where new data centers were opened are Colombia, United Arab Emirates, Ireland, Germany, Spain, Italy, and Canada. | Active | not available | Not available | Yes | Yes | Not available | Yes | Not available | Not available | Yes | Not available | Not available | Not available | Not available | Not available | Not available | Not available | Yes | Not available | Yes | Not available | Not available | Not available | Not available | Not available | Not available | ISO 50001 Energy Management | ISO 14001:2015 Environmental Management Standard, ISO 50001:2011 Energy Management Standard | The ISO Standards mentioned for the data center are: - ISO 50001 Energy Management - ISO 14001 Environmental Management | Not available | Not available | Not available | Not available | Not available | Not available | The type of facility mentioned in the text is "colocation." | Not available | Not available | 1.42 | Not available | Not available | The Water Usage Effectiveness (WUE) for all sites is 1.07. | Not available | Not available | Yes | The green building and energy management certifications and schemes mentioned in the text are: - USGBC LEED green buildings certifications - ISO 14001:2015 Environmental Management Standard - ISO 50001:2011 Energy Management Standard - BCA Green Mark - U.S. EPA Energy Star for Data Centers | The energy standards mentioned in the text are ISO 14064-3:2019 Standards. | Not available | International Organization for Standardization (“ISO”) 27001 standards. | Not available
4 | Equinix,+Inc.+2021+Sustainability+Report+Highlights.pdf |  | X | [5 empty] | 2022 | Equinix SG3 | Equinix | No. | Yes | Yes (ESG report) | No | not available | Equinix, Inc. | not available | Redwood City | Americas, Asia-Pacific, Europe, the Middle East and Africa (EMEA) | The data centers are located in the Americas, Asia-Pacific, and Europe, the Middle East and Africa (EMEA). Specific country names are not mentioned. | Active | Not available | Not available | Yes | Yes | Not available | Yes | Not available | Not available | Yes | Not available | Not available | Not available | Not available | Not available | Not available | Not available | Not available | Yes, the data center uses a variety of suppliers who help maintain some aspects of data center operations and reliability, including physical security measures and security personnel. However, the specific number of hours they are available is Not availablet mentioned in the provided information. | Not available | Not available | Not available | Not available | N+1 | N+1 | N+1 (or greater) | ISO 14064-3 | ISO 14001 Environmental Management System, ISO 50001 Energy Management System | ISO 14001 Environmental Management System, ISO 50001 Energy Management System, ISO 14064-3 | Not available | Not available | Not available | Not available | Not available | Not available | Colocation | The power systems mentioned in the text are UPS units and backup generators. | Not available | 1.48 | Not available | Not available | Not available | Not available | Not available | Not available | Not available | ISO 14064-3 | Not available | Not available | Not available
4 | ibx_sg1_en_feb2021.pdf |  |  |  |  | X |  |  | 2021 | Equinix SG3 | Equinix | Yes | Yes | No | Yes | Singapore IBX® Data Center | Equinix, Inc. | 20 Ayer Rajah Cres Ayer Rajah IndustriSG1 Singapore IBX® Data Center 139964, Singapore | Singapore | Ayer Rajah Industrial Park | Singapore | Active | not available | Not available | Not available | Yes | Not available | Not available | Not available | Not available | Not available | Yes | Yes | Not available | Not available | Yes | Yes | Not available | Yes | Yes, 24/7 on-site security officers. | Yes | Yes | Yes | Not available | 2N | N+1 (on chillers) and N+25% (on CRAC units) | N+1 | Not available | ISO 27001 | - ISO 27001 - PCI DSS - SOC 1 Type - SOC 2 Type - SS 564 | Raised | 109,209 ft2 (10,146 m2) | Not available | 9-story | 9.96 kN/m2 | Not available | Colocation | The power systems mentioned in the text are: - UPS Configuration 2N - 8 x 1,375 kVA and 3 x 2,000 kVA diesel generators - N+1 | Not available | Not available | Not available | CRAC units and water-cooled centrifugal chillers | Not available | 109,209 ft2 (10,146 m2) | Not available | Yes | The green building standards mentioned are: - SS 564 Part 1: 2013 SG Standards for Green Data Centers - BCA-IMDA Green Mark Award (Certified) | The energy standards mentioned in the text are: - SS 564 Part 1: 2013 SG Standards for Green Data Centers - BCA-IMDA Green Mark Award (Certified) | Not available | The security standards mentioned in the text are: - ISO 27001 - PCI DSS - SOC 1 Type - SOC 2 Type | The security systems mentioned in the text are: - Man trap entry - 24/7 on-site security officers - Biometric readers (in common areas) - Additional biometric readers (optional) - PIN & card readers - CCTV surveillance with 30-day retention - Motion detection
5 | B28_desc_E.pdf | X |  |  |  |  | X |  | 2024 | NTT Singapore Serangoon | NTT Global Data Centers | No | No. | No | No | Azure cloud | Not available | Not available | Singapore | Not available | Not available | Inactive | not available | Not available | Not available | Not available | Not available | Not available | Not available | Not available | Not available | Not available | Not available | Not available | Not available | Not available | Not available | Not available | Not available | Not available | Not available | Not available | Not available | Not available | Not available | Not available | Not available | Not available | Not available | Not available | Not available | Not available | Not available | Not available | Not available | Not available | Not available | Not available | Not available | Not available | The low-carbon techNot availablelogy inNot availablevations mentioned in the text are: - Green mark approved lightings - Air-conditioning with motion detecting sensors | Not available | Not available | Not available | Not available | Yes | Only green mark approved lightings and air-conditioning with motion detecting sensors are selected for all meeting rooms and pocket auxiliary spaces. | The energy standards mentioned in the text are: - Only green mark approved lightings and air-conditioning with motion detecting sensors are selected for all meeting rooms and pocket auxiliary spaces. - Office lightings are programmed to switch off by 7pm daily. | Not available | Not available | Not available
5 | br_gdc_apac---serangoon_v2.pdf | X |  |  |  | X |  |  | 2024 | NTT Singapore Serangoon | NTT Global Data Centers | Yes | Yes | No | Yes | 1. Serangoon Data Center 2. Tai Seng 2 Data Center 3. Jurong Data Center | NTT Ltd. | Not available | Singapore | Serangoon | Singapore | Not available | 2012 | Not available | Not available | Yes | Yes | Yes | Not available | Not available | Not available | Not available | Yes | Not available | Not available | Not available | Not available | Not available | Yes | Not available | Yes | Yes | Not available | Not available | 2N | N+1 configuration | N+1 configuration | Not available | - ISO 14000 - ISO 14001 | The ISO Standards/certificates mentioned for the data centers are: - ISO/IEC 27001:2005 - ISO 27001 - ISO 9001 - ISO 14000 - ISO 14001 | Not available | 16,500m2 | Not available | Not available | Not available | Not available | Not available | The power systems in use by the datacenter are: - UPS - Diesel generator | Not available | Not available | Not available | Chilled water-cooling system | Not available | Not available | Not available | Yes | Green Mark Platinum Award from BCA, LEED Gold certification | Green Mark Platinum Award from BCA, Gold certification for Leadership in Energy and Environmental Design (LEED) | Not available | - ISO/IEC 27001:2005 - ISO 27001 - ISO 9001 - ISO 14000 - ISO 14001 - SOC Type II - SS564 - TVRA compliant | The security systems mentioned are: - Round-the-clock surveillance - Extensive access control points - Intrusive detection alarm - Preregistration - Photo identification
5 | integrated_report_24e.pdf | X | X | [5 empty] | 2024 | NTT Singapore Serangoon | NTT Global Data Centers | No. | Yes | Yes (ESG report) | No | 1. Dagenham Data Center 2. Ashburn DC (VA3) | NTT CORPORATION | Not available | Ashburn and Dagenham | Southeast Asia | United States and United Kingdom | Not available | not available | Not available | Not available | Not available | Not available | Not available | Not available | Not available | Not available | Not available | Not available | Not available | Not available | Not available | Yes | Not available | Yes | Yes, 24/7 | Not available | Not available | Not available | Not available | Not available | Not available | Not available | Not available | Not available | Not available | Not available | Not available | Not available | Not available | Not available | Not available | Not available | Not available | The text mentions planning to expand total capacity to 2,100 MW or higher in the future. However, it does Not availablet specify the current on-site renewable energy power generation capacity. Therefore, the answer is "Not available" | Not available | 1. IOWN techNot availablelogies 2. Hydrogenated vegetable oil (HVO) | Not available | Not available | Not available | Not available | Yes | Not available | Not available | Not available | Not available | Not available
5 | ntt_data_sustainability-report-2023.pdf | X | X | [5 empty] | 2024 | NTT Singapore Serangoon | NTT Global Data Centers | No. | Yes | Yes (ESG report) | No | Global Data Center | not available | Not available | Not available | Not available | Austria | Not available | not available | Not available | Not available | Not available | Not available | Not available | Not available | Not available | Not available | Not available | Not available | Not available | Not available | Not available | Not available | Not available | Not available | Not available | Not available | Not available | Not available | Not available | Not available | Not available | Not available | Not available | Not available | Not available | Not available | Not available | Not available | Not available | Not available | Not available | Colocation | Not available | Not available | Not available | Not available | Liquid Immersion Cooling (LIC) | Not available | Not available | Not available | Yes | The building has the Building and Construction Authority (BCA) Super Low Energy certification. | Not available | Not available | ISAE 3000 | Not available
5 | sr2023.pdf |  | X | [5 empty] | 2023 | NTT Singapore Serangoon | NTT Global Data Centers | No. | No | Yes (ESG report) | No | NTT DATA CCS CORPORATION (Head Office, data center) | NTT DATA CCS CORPORATION | Not available | Tokyo, Johannesburg, Berlin, Bautzen | not available | Japan, United States, South Africa, Germany | Active | not available | Not available | Yes | Yes | Yes | Yes | Yes | Not available | Not available | Not available | Not available | Not available | Not available | Not available | Not available | Not available | Not available | Not available | Not available | Not available | Not available | Not available | Not available | Not available | Not available | Not available | ISO 22301:2019 | - ISO 22301:2019 - ISO/IEC 27001 | Not available | Not available | Not available | Not available | Not available | Not available | Not available | Not available | The renewable energy power generation capacity available on-site is 747,141 kWh from solar power systems. | 1.72 | Not available | Not available | Not available | Not available | Not available | Not available | The green building standard mentioned in the text is the Leadership in Energy and Environmental Design (LEED) certification by the U.S. Green Building Council (USGBC). | Not available | Not available | Not available | Not available
5 | brochure_data-center-locations_singapore.pdf |  |  |  |  | X |  |  | 2019 | NTT Singapore Serangoon | NTT Global Data Centers | Yes | Yes | No | Yes | The names of the data centers mentioned in the text are: - Serangoon Data Center - Tai Seng 2 Data Center | NTT | Not available | Singapore | Serangoon | Singapore | Not available | 2012 | Not available | Not available | Yes | Not available | Not available | Not available | Not available | Not available | Not available | Yes | Not available | Not available | Not available | Not available | Not available | Yes | Not available | Yes | Yes | Not available | Not available | 2N | N+1 | N+1 | Not available | Green Mark Platinum | - ISO 27001 | Not available | Not available | Not available | Not available | Not available | Not available | Not available | The power systems in use by the data center are: - UPS in 2N configuration - Diesel generator in N+1 configuration | Not available | Not available | Not available | Chilled water-cooling system | Not available | Not available | Not available | Yes | The green building standard mentioned in the text is the Green Mark Platinum Award from BCA. | Not available | Not available | - ISO 27001 - ISO 9001 - ISO 14000 - ISO 14001 - SOC Type II - SS564 - TVRA compliant - Green Mark Platinum | The security systems mentioned in the text are: - Preregistration - Photo identification - Integrated circuit (IC) card authentication - Biometric authentication - Anti-tailgating system
6 | STT_GDC_ESG_2021_Report.pdf |  | X | [5 empty] | 2022 | STT Defu 1 | ST Telemedia Global Data Centres | Yes | Yes | Yes (ESG report) | No | not available | ST Telemedia Global Data Centres | Not available | Not available | The regions mentioned where data centers are located include: - UK - India - Thailand - Singapore - China - South Korea - Japan - Philippines - Indonesia | 1. UK 2. India 3. Thailand 4. Singapore 5. China 6. South Korea 7. Japan 8. Philippines 9. Indonesia | Not available | Not available | Yes | Yes | Not available | Not available | Yes | Not available | Yes | Yes | Not available | Not available | Not available | Not available | Not available | Not available | Not available | Yes | Yes, 24/7. | Yes | Yes | Not available | Not available | Not available | Not available | Not available | ISO 50001- Energy management | - ISO 50001- Energy management - ISO 14001- Environmental Management System | - ISO 50001- Energy management - ISO 45001 certification of data centre operations - ISO 14001- Environmental Management System | Not available | Not available | Not available | Not available | Not available | The building floor to ceiling height is Not availablet mentioned in the text provided. Therefore, the answer is 'Not available'. | Colocation | Not available | The renewable energy power generation capacity available on-site is approximately 400MWh per annum. | Not available | Not available | Indirect Evaporative Cooling | 1.5 | Not available | Not available | Yes | LEED Gold certified (or local equivalent) | Not available | Not available | Not available | The security systems mentioned in the text are: - Intrusion detection - Physical access controls - 24x7 CCTV monitoring
6 | Inaugural_Environmental_Social_Governance_ESG_Report_1.pdf | X | X | [5 empty] | 2021 | STT Defu 1 | ST Telemedia Global Data Centres | No | Yes | Yes (ESG report) | No | ST Telemedia Global Data Centres | ST Telemedia Global Data Centres | Not available | Delhi | Korea | India, Singapore, Thailand | Not available | not available | Yes | Yes | Not available | Not available | Yes | Not available | Yes | Yes | Not available | Not available | Not available | Not available | Not available | Not available | Not available | Yes | Yes, the datacenter has on-site security personnel available 24/7. | Not available | Yes | Not available | Not available | Not available | Not available | Not available | Not available | ISO 14001 – Environmental Management System ISO 50001 – Energy management | ISO 45001 | Not available | 11,000 sqft | Not available | Not available | Not available | Not available | Colocation | Not available | Not available | Not available | The low-carbon techNot availablelogy inNot availablevations mentioned are: - energy efficient cooling - renewable energy - sustainable energy storage | The cooling systems mentioned are: - Reverse osmosis (RO) plant - Air-cooled chillers | Not available | 11,000 sqft | Not available | Yes | Not available | Not available | Not available | International data centre and cybersecurity certifications | The security systems mentioned in the text are: - Intrusion detection - Physical access controls - 24x7 CCTV monitoring
6 | AFII-STT-sustainability-linked-perpetual.pdf | [5 empty] | X | X |  | STT Defu 1 | ST Telemedia Global Data Centres | No. | Yes | Yes (ESG report) | No | not available | STT GDC India | Not available | Bengaluru | Bengaluru | India | Active | not available | Not available | Not available | Not available | Not available | Not available | Not available | Not available | Not available | Not available | Not available | Not available | Not available | Not available | Not available | Not available | Not available | Not available | Not available | Not available | Not available | Not available | Not available | Not available | Not available | Not available | Not available | Not available | Not available | Not available | Not available | Not available | Not available | Not available | Not available | O2 Power | Not available | Not available | Not available | Not available | Not available | Not available | Not available | Yes | Not available | Not available | Not available | Not available | Not available
6 | STT-GDC_Award-Writeup.pdf | [5 empty] | X |  |  | STT Defu 1 | ST Telemedia Global Data Centres | No | Yes | Yes (ESG report) | No | not available | STT GDC | Not available | Bekasi | Bekasi, Indonesia | Indonesia | Active | not available | Not available | Not available | Not available | Not available | Not available | Not available | Not available | Not available | Not available | Not available | Not available | Not available | Not available | Not available | Not available | Not available | Not available | Not available | Not available | Not available | Not available | Not available | Not available | Not available | Not available | Not available | Not available | Not available | Not available | Not available | Not available | Not available | Not available | Not available | The power system in use by the data center is "fuel cell energy-powered servers." | Not available | Not available | 1. AI-based cooling system 2. Cold energy from regasification of liquefied natural gas 3. Fuel cell energy-powered servers using solid oxide fuel cell techNot availablelogy | The cooling system mentioned is "chassis-level precision immersion techNot availablelogy." | Not available | Not available | Not available | Yes | Not available | The energy standards mentioned in the text are maintaining a certain PUE and demonstrating energy-efficient measures. | Not available | Not available | Not available
7 | 2024.GlobalDataCenterSurvey.Report.pdf | X |  |  |  |  | X | X | 2024 | STT MediaHub | ST Telemedia Global Data Centres | No | No | No | No | Not available | Not available | Not available | Not available | North America and Europe | Not available | Not available | Not available | Not available | Not available | Not available | Not available | Not available | Not available | Not available | Not available | Not available | Not available | Not available | Not available | Not available | Yes | Not available | Not available | Not available | Not available | Not available | Not available | Not available | n+1 | Not available | Not available | Not available | Not available | Not available | Not available | Not available | Not available | Not available | Not available | Not available | Colocation | Not available | Not available | 1.56 | Not available | Not available | Not available | Not available | Not available | Yes | Not available | Not available | Not available | Not available | Not available
8 | ap-data-centre-spotlight-05-2024.pdf | X |  |  |  |  | X | X | 2024 | BDx SIN1 | Big Data Exchange (BDx) | Yes | Yes | No | No | The names of the data centers mentioned are: - Asia Pacific Data Centres - Data Center First - Existing Data Centre - Future Data Centre - Manado | VNTT | Not available | Manado | Manado | Not available | Active | Not available | Not available | Not available | Not available | Not available | Not available | Not available | Not available | Not available | Not available | Not available | Not available | Not available | Not available | Not available | Not available | Not available | Not available | Not available | Not available | Not available | Not available | Not available | Not available | Not available | Not available | Not available | Not available | Not available | Not available | Not available | Not available | Not available | Not available | hyperscaler | Not available | Not available | Not available | Undersea and floating data centres | The cooling system in use by the data center is an "indirect evaporative cooling system." | Not available | 14,450 sq m | Not available | Not available | Not available | Not available | Not available | Not available | Not available
8 | BDx Launches 360View with Free Downloads.pdf | [5 empty] | X |  | 2022 | BDx SIN1 | Big Data Exchange (BDx) | No. | Yes | No | No | not available | Big Data Exchange (BDx) | Not available | Hong Kong | China, Hong Kong, and Singapore. | China, Hong Kong, Singapore | Active | not available | Not available | Not available | Not available | Not available | Not available | Not available | Not available | Not available | Not available | Not available | Not available | Not available | Not available | Not available | Not available | Not available | Not available | Not available | Not available | Not available | Not available | Not available | Not available | Not available | Not available | Not available | Not available | Not available | Not available | Not available | Not available | Not available | Not available | Colocation | Not available | Not available | Not available | Not available | Not available | Not available | Not available | Acclivis TechNot availablelogies & Solutions, EXA | Yes | Not available | The energy standards mentioned in the text are PUE (Power Usage Efficiency), CUE (Carbon Usage Effectiveness), and CoP (Coefficient of Performance). | Not available | Not available | Not available
8 | Big+Data-report+FINAL.pdf | [5 empty] | X | X | 2021 | BDx SIN1 | Big Data Exchange (BDx) | No. | No. | No | Yes | not available | Not available | Not available | Not available | Not available | Not available | not available | not available | Not available | Not available | Not available | Not available | Not available | Not available | Not available | Not available | Not available | Not available | Not available | Not available | Not available | Not available | Not available | Not available | Not available | Not available | Not available | Not available | Not available | Not available | Not available | Not available | Not available | Not available | Not available | Not available | Not available | Not available | Not available | Not available | Not available | Not available | Not available | Not available | Not available | Not available | Not available | Not available | Not available | Not available | Not available | Not available | Not available | Not available | Not available | Not available
8 | 1_s2.0_S0959652622032115_main.pdf | [5 empty] | X | X |  | BDx SIN1 | Big Data Exchange (BDx) | No. | No. | No | Yes | Not available | Not available | Not available | Not available | Not available | United States | Not available | Not available | Not available | Not available | Not available | Not available | Not available | Not available | Not available | Not available | Not available | Not available | Not available | Not available | Not available | Not available | Not available | Not available | Not available | Not available | Not available | Not available | Not available | Not available | Not available | Not available | Not available | Not available | Not available | Not available | Not available | Not available | Not available | Not available | Not available | Not available | Not available | Not available | Not available | Not available | Not available | Not available | Not available | Not available | Not available | Not available | Not available | Not available | Not available | Not available
9 | empyrion-dc-apac-outlook-Oct-23.pdf | [5 empty] | X |  | 2023 | Empyrion SG1 Dodid Data Centre | Empyrion Digital | Yes | Yes | No | No | SG1 Dodid Data Centre, KR1 Gangnam Data Centre | EMPYRION DC | Not available | Singapore | Singapore | Singapore | Not available | not available | Not available | Not available | Not available | Not available | Not available | Not available | Not available | Not available | Not available | Not available | Not available | Not available | Not available | Not available | Not available | Not available | Not available | Not available | Not available | Not available | Not available | Not available | Not available | Not available | Not available | Not available | Not available | Not available | Not available | Not available | Nine-story | Not available | Not available | The type of facility mentioned in the text is a data centre. | Electrical Power Monitoring Systems (EPMS) | Not available | 1.30 | The low-carbon techNot availablelogy inNot availablevations mentioned are: - Advanced cooling systems - High efficiency building integrated photovoltaic panels (BIPV) - Exterior plant walls | Not available | Not available | Not available | Not available | Yes | BCA-IMDA Green Mark (Platinum) Award | Not available | Water Usage Effectiveness (WUE) | Not available | Not available
9 | ESG-Report-2023-24.pdf | X | X | [6 empty] | Empyrion SG1 Dodid Data Centre | Empyrion Digital | No | No | Yes (ESG report) | Yes | The names of the data centers mentioned in the text are: - SG1 - JH1 - SH1 - NJ1 - LF1 - ID1 | Not available | Not available | Surabaya | Singapore | The data centers mentioned are located in the following countries: - Singapore - Indonesia - China - Malaysia | Active | not available | Not available | Not available | Yes | Yes | Not available | Yes | Yes | Not available | Not available | Not available | Not available | Not available | Not available | Not available | Not available | Not available | Not available | Not available | Not available | Not available | Not available | Not available | Not available | Not available | Not available | ISO 45001 | ISO 45001 | Not available | Not available | Not available | Not available | Not available | Not available | Not available | UPS | Not available | <1.21 | Not available | The cooling systems mentioned are: - Closed-loop air cooled chiller systems - Adiabatic air-cooled system - Liquid cooling solutions (immersion and direct-to-chip) | Not available | Not available | Not available | Not available | BCA Green Mark | Not available | Not available | ISO 45001 | Not available
10 | ibx_sg5_en.pdf | X |  |  |  | X |  |  | 2024 | Equinix SG5 | Equinix | Yes | Yes | No | Yes | SG5 Singapore Data Center | Equinix | 6 Sunview Drive, Singapore 627488 | Singapore | Southeast Asia | Singapore | Not available | not available | Yes | Not available | Yes | Not available | Not available | Not available | Not available | Not available | Yes | Yes | Not available | Not available | Yes | Yes | Not available | Yes | Yes, 24/7 | Yes | Yes | Yes | Not available | 2N | N+1 | N+1 | Not available | ISO 27001 | ▪ ISO 27001 | Slab | 7,700 m2 | Not available | 9-story | 15 kN/m2 | Not available | Colocation | AC Power Circuits | Not available | Not available | Not available | High efficiency water-cooled chiller | Not available | 7,700 m2 | Not available | Yes | Not available | Not available | Not available | The security standards mentioned in the text are: - SOC 1 Type II - SOC 2 Type II - ISO 27001 - PCI DSS | The security systems mentioned in the text are: - 24/7 Man Trap Entry - 24/7 on-site security officers - Biometric readers (in common areas), additional biometric readers (optional) - PIN & card readers - Very Early Warning Fire Detection System (VEWFD) per NFPA 76 - Nitrogen gas suppression system (optional)
10 | ip_equinix_sustainability_report_2020_en_june2021.pdf |  | X | [5 empty] | 2021 | Equinix SG5 | Equinix | No. | Yes | Yes (Sustainability Report) | No | Not available | Equinix, Inc. | Not available | Redwood City, Hong Kong, Amsterdam | Americas, Asia-Pacific, Europe, the Middle East, and Africa (EMEA). | The countries mentioned where Equinix operates data centers are the USA, Canada, countries in Asia-Pacific, and countries in Europe, the Middle East, and Africa (EMEA). | Active | Not available | Yes | Not available | Yes | Not available | Yes | Not available | Not available | Yes | Not available | Not available | Not available | Not available | Not available | Yes | Not available | Not available | Yes, the data center operations include physical security measures and security personnel. However, the specific number of hours they are available is Not availablet mentioned in the provided context. | Not available | Not available | Not available | Not available | N+1 (or greater) | N+1 | N+1 (or greater) redundancy | ISO 14064-3 | ISO 14001 Environmental Management System, ISO 50001, ISO 14064-3 | ISO 14001 Environmental Management System, ISO 50001, ISO 27001 | Not available | Not available | Not available | Not available | Not available | Not available | Colocation | The power systems mentioned in the text are UPS units and backup generators. | Not available | 1.51 | Not available | Not available | Not available | Not available | Not available | Yes | Singapore BCA-IMDA Green Mark, U.S. Green Building Council (LEED) | The energy standards mentioned are ISO 14064-3:2019. | Not available | Not available | Not available
11 | Equinix+Q4+23+Earnings+Presentation+Final.pdf | X |  |  |  |  | X |  | 2024 | Equinix SG1 | Equinix | No | Yes | Yes (Sustainability Report/ESG Report) | No | AB1, AD1 | Equinix, Inc. | Not available | Abidjan and Abu Dhabi. | Asia-Pacific | The countries mentioned for the data centers are Ivory Coast (for Abidjan) and United Arab Emirates (for Abu Dhabi). | The operating status of the data center is Not available | Not available | Not available | Not available | Not available | Not available | Not available | Not available | Not available | Not available | Not available | Not available | Not available | Not available | Not available | Not available | Not available | Not available | Not available | Not available | The information provided mentions a "5-layer physical security" system but does Not availablet specify the types of security measures, such as SECURITY Card Access Control. Therefore, the answer is "Not available" | Not available | Not available | Not available | Not available | Not available | Not available | Not available | Not available | Not available | Not available | Not available | Not available | Not available | Not available | Not available | Not available | Not available | Not available | Not available | Not available | Not available | Not available | Not available | Yes | Not available | Not available | Not available | Not available | Not available
12 | ONE_Sustainability Report 2024.pdf | X | X | [5 empty] | 2024 | 1-Net North | 1-Net Singapore Pte Ltd | No. | No | Yes (Sustainability Report) | No | Not available | Not available | Not available | Not available | Not available | Not available | Not available | not available | Not available | Not available | Not available | Yes | Not available | Not available | Not available | Not available | Not available | Not available | Not available | Not available | Not available | Not available | Not available | Not available | Not available | Not available | Not available | Not available | Not available | Not available | Not available | Not available | Not available | Not available | Not available | Not available | Not available | Not available | Not available | Not available | Not available | Not available | Not available | Not available | Not available | Not available | Not available | Not available | Not available | Not available | Not available | Not available | Not available | Not available | Not available | Not available
12 | Meta-2023-Sustainability-Report-1.pdf |  | X | [5 empty] | 2023 | 1-Net North | 1-Net Singapore Pte Ltd | No. | No. | Yes (Sustainability Report) | No | 1. Altoona, IA 2. Clonee, Ireland 3. Papillion, NE | Not available | Not available | The cities where the data centers are located are: - Altoona, IA - Clonee, Ireland - Papillion, NE | AMER (Americas) | The data centers mentioned are located in the United States (Altoona, IA) and Ireland (Clonee). | Not available | Not available | Not available | Not available | Not available | Not available | Not available | Not available | Not available | Yes | Not available | Not available | Not available | Not available | Not available | Not available | Not available | Not available | Not available | Not available | Not available | Not available | Not available | Not available | Not available | Not available | ISO 50001 | ISO 50001 | ISO 50001 | Not available | Not available | Not available | Not available | Not available | Not available | Not available | Not available | Not available | The Power Usage Effectiveness (PUE) of the data center for the year 2022 is 1.08. | Not available | Evaporative cooling | 0.20 | Not available | Not available | Yes | The green building standards mentioned in the text are: - GreenStar - ISO 50001 - LEED rating system - Fitwel | The energy standards mentioned in the text are: - LEED Gold - ISO 50001 | Not available | SASB, TCFD | Not available
12 | ONE_Sustainability_Report_2023_FINAL.pdf |  | X | [5 empty] | 2023 | 1-Net North | 1-Net Singapore Pte Ltd | No | No | Yes (Sustainability Report) | No | Not available | not available | Not available | Not available | Not available | Not available | not available | not available | Not available | Not available | Not available | Not available | Not available | Not available | Not available | Not available | Not available | Not available | Not available | Not available | Not available | Not available | Not available | Not available | Not available | Not available | Not available | Not available | Not available | Not available | Not available | Not available | Not available | Not available | Not available | Not available | Not available | Not available | Not available | Not available | Not available | Not available | Not available | Not available | Not available | CCS (Carbon Capture and Storage) | Not available | Not available | Not available | Not available | Yes | Not available | The energy standards mentioned in the text are: - GRI 302-1: Energy consumption within the organisation | Not available | Not available | The security measures mentioned in the text are: - Installation of razor wire - Provision of bullet-proof vests and helmets - Use of a high-pressure water Not availablezzle - Maintaining high speeds - Reviewing navigation policies
12 | 1-Net_Pocket_Brochure.pdf |  |  |  |  | X |  |  | 2016 | 1-Net North | 1-Net Singapore Pte Ltd | Yes | Yes | No | Yes | not available | 1-Net | Not available | Singapore | Singapore | Singapore | Active | Not available | Not available | Not available | Yes | Not available | Not available | Yes | Not available | Not available | Not available | Not available | Not available | Not available | Not available | Not available | Yes | Not available | Not available | Not available | Yes | Not available | 30 MVA | N+1 | n+1 | n+1 | Not available | ISO27001, ISO22301 | Not available | Raised floors | Not available | Not available | 5 | 12.5 kN per square meter | The floor to ceiling height mentioned in the text is 5.9 meters from slab-to-slab for levels 2 to 5. | Not available | The power systems in use by the data center are: - 3 Independent UPS Systems | Not available | Not available | Not available | The cooling system mentioned in the text is the Air Conditioning and Mechanical Ventilation (ACMV) System. | Not available | Approximately 20,000 m2 | Not available | Not available | BCA-IDA Green Mark Award for New Data Centres (Gold Plus) | The energy standard mentioned in the text is "BCA-IDA Green Mark Award for New Data Centres (Gold Plus)." | Not available | The security standards mentioned in the text are: - ISO27001 Information Security Management System (ISMS) - ISO22301 Business Continuity Management System (BCMS) | The security systems mentioned in the text are: - Multiple layers of security access control in facility - Security and monitoring environment - Bomb-blast proof reinforced concrete wall around facility - Reinforced concrete anti-crash wall with anti-climb fencing on perimeter
12 | 1-Net_North_Brochure_2016.pdf |  |  |  |  | X |  |  | 2016 | 1-Net North | 1-Net Singapore Pte Ltd | I don't have access to the content of any PDFs or external documents, so I can't confirm whether it contains information about 1-Net North or not. | I don't have the ability to access or review specific PDF files or their contents. Please check the PDF directly for information regarding 1-Net Singapore Pte Ltd. | No | I don't have the ability to view specific files or their contents, including PDFs. Therefore, I can't confirm whether the document you are referring to is a Specification/Technical Report. Please check the document directly for the information you need. | not available | not available | not available | not available | not available | not available | not available | not available | Not available | Not available | Not available | Not available | Not available | Not available | Not available | Not available | Not available | Not available | Not available | Not available | Not available | Not available | Not available | Not available | Not available | Not available | Not available | Not available | Not available | Not available | Not available | Not available | Not available | Not available | Not available | Not available | Not available | Not available | Not available | Not available | Not available | Not available | Not available | Not available | Not available | Not available | Not available | Not available | Not available | Not available | Not available | Not available | Not available | Not available | Not available | Not available
13 | Revised_EAMPL_SR_23-24_For_Web.pdf | X |  |  |  |  | X |  | 2024 | Epsilon Global Hubs - Singapore | Epsilon | No | Yes | Yes (Sustainability Report) | Yes | Not available | Not available | Not available | not available | Not available | Not available | not available | not available | Not available | Not available | Not available | Not available | Not available | Not available | Yes | Not available | Not available | Not available | Not available | Not available | Not available | Not available | Not available | Not available | Not available | Not available | Not available | Not available | Not available | Not available | Not available | Not available | Not available | Not available | Not available | Not available | Not available | Not available | Not available | Not available | Not available | Not available | Not available | The renewable energy power generation capacity mentioned in the text is 17MW from the Captive Power Plant (CPP) within the Epsilon campus in Bellary, Karnataka. | Not available | Not available | Not available | Not available | Not available | Not available | Yes | Not available | Not available | ISO/IEC 17025:2017 | Not available | Not available
13 | sustainable-development_report_2022.pdf |  | X | [5 empty] | 2023 | Epsilon Global Hubs - Singapore | Epsilon | No | Yes | Yes (Sustainability Report) | Yes | Pylaia, Thessaloniki and Melissia, Attica | Not available | Not available | Pylaia, Thessaloniki and Melissia, Attica. | Pylaia, Thessaloniki and Melissia, Attica. | Greece | Active | Not available | Not available | Not available | Yes | Not available | Not available | Not available | Not available | Not available | Not available | Not available | Not available | Not available | Not available | Not available | Not available | Not available | Not available | Not available | Not available | Not available | Not available | Not available | Not available | Not available | Not available | ISO 27001:2013 | ISO 27001:2013 | Not available | Not available | 7,244sqm | Not available | Not available | Not available | Not available | Not available | Not available | Not available | 1. Installation of a system for the measurement of energy consumed 2. Replacement of light bulbs with new LED ones 3. Installation of automatic light operation system in common areas 4. Infrastructure for electric car chargers in parking areas 5. Office lighting and air conditioning control system with presence sensors 6. Parking lot lighting control system with sensors | Not available | Not available | Not available | Not available | Yes | - Creation of indoor and outdoor bicycle parking spaces and configuration of changing rooms - Planting of the surrounding area to improve the microclimate. - Energy-efficient glazing. - Configuration of a central collection area for recyclable materials and infrastructure on each floor. - Use of materials with a low energy footprint - Use of paints and coatings with low emissions of volatile organic compounds, as well as glues, sealants. | Not available | Not available | Not available | Not available
13 | green-data-centres-policy-singapore-case.pdf |  |  |  | X |  |  |  | 2022 | Epsilon Global Hubs - Singapore | Epsilon | No. | No. | No | No | Not available | Not available | Not available | New York and London | Singapore | United States, United Kingdom, Singapore | Not available | Not available | Not available | Not available | Not available | Not available | Not available | Not available | Not available | Not available | Not available | Not available | Not available | Not available | Not available | Not available | Not available | Not available | Not available | Not available | Not available | Not available | Not available | Not available | Not available | Not available | Not available | Not available | Not available | Not available | Not available | Not available | Not available | Not available | Not available | Colocation | Not available | Not available | 1.90 | Not available | Liquid cooling | Not available | The text mentions that the centres have close to six million square feet of rack space. | Not available | Yes | Not available | The energy standards mentioned are: - By January 1, 2025, new data centres operating at full capacity will meet an annual PUE target of 1.4 for warmer climates and 1.3 for colder climates. - Existing data centres will achieve these same targets by January 1, 2030. | Water usage effectiveness (WUE) | Not available | Not available
13 | DCS_Singapore_07_2015_TEASER.pdf | [5 empty] | X |  | 2015 | Epsilon Global Hubs - Singapore | Epsilon | Yes | Yes | No | Yes | 1-Net East 1 1-Net East 2 Ascenix IDC Strateq Data Centre TCX Telin SG1 KDDI Telehouse ST Telemedia | 1-Net, AT&T, Ascenix, Newmedia Express | Not available | Not available | Not available | Not available | Active | Not available | Not available | Not available | Not available | Not available | Not available | Not available | Not available | Not available | Not available | Not available | Not available | Not available | Not available | Not available | Not available | Not available | Not available | Not available | Not available | Not available | 147.0 | Not available | Not available | Not available | Not available | Not available | Not available | Not available | Not available | Not available | Not available | Not available | Not available | Not available | Not available | Not available | Not available | Not available | Not available | Not available | Not available | Not available | Not available | Not available | Not available | Not available | Not available | Not available
14 | STT_GDC_2023_ESG_Report.pdf | X | X | [5 empty] | 2024 | STT Loyang | ST Telemedia Global Data Centres | Yes | Yes | Yes (ESG report) | No | Not available | Not available | Not available | Wustermark | The regions mentioned where the data centers are located include Germany, Thailand, the UK, Vietnam, South Korea, Japan, the Philippines, Indonesia, and India. | The countries where the data centers are located, as mentioned in the context, are: - South Korea - Indonesia - Japan - the Philippines - Malaysia - Vietnam - the UK - India - Germany - Thailand - Singapore | Not available | Not available | Not available | Not available | Not available | Not available | Not available | Not available | Not available | Not available | Not available | Not available | Not available | Not available | Not available | Not available | Not available | Not available | Not available | Not available | Not available | Not available | Not available | Not available | Not available | Not available | Not available | Not available | Not available | Not available | Not available | Not available | Not available | Not available | Not available | Not available | solar photovoltaic system | The text mentions the installation of a 2,000m2 rooftop solar photovoltaic system. However, the specific power generation capacity of this installation is Not availablet provided in the text. Therefore, the answer is 'Not available'. | 1.50 | The low-carbon techNot availablelogy inNot availablevations mentioned in the text are: - Artificial intelligence (AI) - Fuel cells - Hydrotreated vegetable oil (HVO) - Clean hydrogen | upstream chiller and distribution systems | Not available | Not available | Not available | Not available | Not available | IF-RE-130a.1 IF-RE-130a.3 IF-RE-130a.4 | Not available | Not available | Not available
15 | 22_0104_STTelemedia SR_15.pdf | X | X | [5 empty] | 2022 | STT Tai Seng | ST Telemedia Global Data Centres | No. | Yes | Yes (Sustainability Report) | Yes | not available | Equinix | Not available | Dallas | Southeast Asia | Singapore | Active | not available | Not available | Not available | Not available | Not available | Not available | Not available | Not available | Not available | Not available | Not available | Not available | Not available | Not available | Not available | Not available | Not available | Not available | Yes | Not available | Not available | Not available | n+1 | Not available | Not available | Not available | Not available | Not available | Not available | Not available | Not available | Not available | Not available | Not available | Not available | Uninterruptable Power Supply | The renewable energy power generation capacity available on-site mentioned in the text is a 2,000m2 rooftop solar photovoltaic system in Singapore, feeding approximately 400 MWh/year of renewable zero-carbon energy. | 1.76 | Not available | Reverse osmosis techNot availablelogy | Not available | Not available | Not available | Yes | LEED Gold certified (or the equivalent local standard) | Not available | Not available | ISO, NIST, PCI, HIPAA, COBIT | Not available
16 | 1690538131812_D.2.3 Annual Report FY 2022, page 89-105.pdf | X |  | X | [5 empty] | Telin Singapore 1 | NeutraDC | Yes | Yes | Yes (Annual Report) | No | The names of the data centers mentioned in the text are: - NeuCentrIX - Hyperscale Data Center (HDC) in Batam - HDC Cikarang - Telin-1 - Telin-2 - Telin-3 | NeutraDC | Not available | Batam | Batam | Not available | Active | 2022 | Not available | Not available | Yes | Not available | Not available | Not available | Not available | Not available | Not available | Not available | Not available | Not available | Not available | Not available | Not available | Not available | Not available | Not available | Not available | Not available | Not available | Not available | Not available | Not available | Not available | ISO 27001-17/18 | ISO 27001-17/18 | Not available | Not available | Not available | Not available | Not available | Not available | Hyperscale Data Center | Not available | Not available | Not available | Not available | Not available | Not available | Not available | Not available | Not available | Not available | Not available | Not available | ISO 27001-17/18, CSA Star & PII Related Certiﬁcation | Not available
17 | kdcr-sr-2023.pdf | X | X | [5 empty] | 2024 | Keppel DC Singapore 4 (SGP4) | Keppel Data Centres | Yes | Yes | Yes (Sustainability Report) | No | 1. Milan Data Centre 2. Almere Data Centre 3. Eindhoven Campus 4. Cardiff Data Centre 5. GV7 Data Centre 6. London Data Centre 7. Keppel DC Singapore 1 (KDC SGP 1) 8. Keppel DC Singapore 2 (KDC SGP 2) 9. Keppel DC Singapore 3 (KDC SGP 3) 10. Keppel DC Singapore 4 (KDC SGP 4) 11. Keppel DC Singapore 5 (KDC SGP 5) 12. Gore Hill Data Centre (Gore Hill DC) 13. Basis Bay Data Centre (Basis Bay DC) 14. Keppel DC Dublin 1 (KDC DUB 1) 15. Keppel DC Dublin 2 (KDC DUB 2) | Not available | Not available | Milan, Almere, Eindhoven, Cardiff, London, Singapore, Sydney, Kuala Lumpur, Dublin. | Singapore | Singapore Australia Malaysia Ireland | Not available | Not available | Not available | Not available | Yes | Yes | Yes | Not available | Yes | Yes | Not available | Not available | Not available | Not available | Yes | Yes | Not available | Not available | Not available | Not available | Not available | Not available | Not available | Not available | n+1 | Not available | Not available | ISO 14001:2015 | 1. ISO/IEC 27001:2013 Information Security Management System 2. ISO 45001:2018 Occupational Health Management System 3. ISO 9001:2015 Quality Management System 4. ISO 50001 certifications for energy management systems 5. ISO 14001 certifications for environmental management systems | Not available | Not available | Not available | Not available | Not available | Not available | Colocation | Not available | Not available | Not available | Not available | Not available | Not available | Not available | Not available | Yes | SS 564 Part-1:2020 Energy and Environment Management System Water Efficient Building by PUB | The energy standards mentioned in the text are: - SS 564 Part-1:2020 Energy and Environment Management System - Water Efficient Building by PUB - EU Code of Conduct Participation | ISO 46001:2009 Water Efficiency Management Systems certification SS 564 Part-1:2020 Energy and Environment Management System | The security standards mentioned in the text are: 1. ISO/IEC 27001:2013 Information Security Management System 2. ANSI/TIA-942-B:2017 – Rated 3 3. SS 507:2015 Provision of Business Continuity and Disaster Recovery Facilities Services | Not available
17 | cs-sgx-conference-2021-slides-final.pdf | [5 empty] | X |  | 2021 | Keppel DC Singapore 4 (SGP4) | Keppel Data Centres | No | Yes | No | No | Green Data Centre Park | Not available | Not available | Singapore | Asia Pacific & Europe | Singapore | Not available | not available | Not available | Not available | Not available | Not available | Not available | Not available | Not available | Not available | Not available | Not available | Not available | Not available | Not available | Not available | Not available | Not available | Not available | Not available | Not available | Not available | Not available | Not available | Not available | Not available | Not available | Not available | Not available | Not available | Not available | Not available | Not available | Not available | Not available | Hyperscale | Clean H2 power | Not available | Not available | The low-carbon techNot availablelogy inNot availablevations mentioned in the text are: - Seawater cooling - Green power - Renewable energy - Hydrogen power | Seawater cooling | Not available | Not available | Not available | Yes | Not available | Not available | Not available | Not available | Not available
17 | keppel-corporation-ar-19-infrastructure.pdf |  |  | X |  |  |  |  | 2020 | Keppel DC Singapore 4 (SGP4) | Keppel Data Centres | Yes | Yes | Yes (Annual Report) | No | IndoKeppel Data Centre 1 | KDCH | Not available | Bogor | Bogor, Indonesia | Indonesia | 'not available' | 2020 | Not available | Not available | Not available | Not available | Not available | Not available | Not available | Not available | Not available | Not available | Not available | Not available | Not available | Not available | Not available | Not available | Not available | Not available | Not available | Not available | Not available | Not available | Not available | Not available | Not available | Not available | Not available | Not available | Not available | Not available | Not available | Not available | Not available | Not available | Not available | Not available | Not available | Not available | Not available | Not available | Not available | Not available | Yes | Not available | Not available | Not available | Not available | Not available
17 | a1d101ae-7063-4a86-babf-8f87a2d8b274.pdf |  |  |  |  | X |  |  | 2020 | Keppel DC Singapore 4 (SGP4) | Keppel Data Centres | Yes | Yes | No | Yes | Not available | Keppel Data Centres | Not available | Not available | Asia Pacific and Europe. | Not available | Not available | Not available | Yes | Not available | Yes | Yes | Yes | Not available | Yes | Yes | Not available | Not available | Not available | Not available | Not available | Yes | Yes | Yes | Yes, 24/7. | Not available | Yes | Yes | Not available | Not available | Not available | Not available | Not available | ISO 9001, 14001, 27001, 45001, 46001, 50001 | Not available | Not available | Not available | Not available | 5-storey building | 20 kN/sqm | The slab to slab height mentioned is up to 6.96 m. | Not available | Not available | Not available | Not available | Not available | Not available | Not available | 181,734 sqft | Not available | Yes | - LEED Certification (Gold) - BCA-IMDA Green Mark Award (Platinum) | The energy standards mentioned in the text are: - ISO 50001 - BCA-IMDA Green Mark Award (Platinum) | Not available | Not available | The security systems in use are: - 24/7 onsite security force with mandatory personnel and vehicle checks - 24/7 CCTV monitoring - Anti-climb perimeter fencing with Fence Intrusion Detection System (FIDS) and vehicle trap system - Access control with 2-factor authentication and man trap entry - Integrated visitor management system
17 | kdcr-sr2022.pdf |  | X | [6 empty] | Keppel DC Singapore 4 (SGP4) | Keppel Data Centres | Yes | Yes | Yes (Sustainability Report) | No | - Keppel DC Singapore 1 (KDC SGP 1) - Keppel DC Singapore 2 (KDC SGP 2) - Keppel DC Singapore 3 (KDC SGP 3) - Keppel DC Singapore 4 (KDC SGP 4) - Keppel DC Singapore 5 (KDC SGP 5) - Gore Hill Data Centre (Gore Hill DC) - Basis Bay Data Centre (Basis Bay DC) - Keppel DC Dublin 1 (KDC DUB 1) - Keppel DC Dublin 2 (KDC DUB 2) | Not available | Not available | The cities where the data centers are located are: - Singapore - Sydney (Australia) - Cyberjaya (Malaysia) - Dublin (Ireland) | The regions where the data centers are located are: - Australia - China - United Kingdom - Netherlands - Italy - Germany - Singapore - Malaysia - Ireland | The data centers mentioned are located in the following countries: - Singapore - Australia - Malaysia - Ireland - China - United Kingdom - Netherlands - Italy - Germany | Not available | not available | Not available | Not available | Yes | Not available | Not available | Not available | Not available | Yes | Not available | Yes | Not available | Not available | Yes | Yes | Not available | Not available | Not available | Not available | Not available | Not available | Not available | Not available | Not available | The provided text does Not availablet mention specific details about standby power redundancy configurations such as n+1 or any other specific number. Therefore, the answer is "Not available" | ISO 14001, ISO 50001 | ISO 14001:2015 Environmental Management System ISO 50001 certifications | 1. ISO/IEC 27001:2013 Information Security Management System 2. ISO 14001:2015 Environmental Management System 3. ISO/IEC 27701:2019 Privacy Information Management System 4. ISO 50001 certifications in energy management system | Not available | Not available | Not available | Not available | Not available | Not available | Colocation | Not available | Not available | Not available | LED lights, motion sensors | Not available | Not available | Not available | Not available | Yes | The green building standards mentioned in the text are: - SS 564 Part-1:2020 Energy & Environment Management System - Water Efficient Building by PUB | Not available | The water efficiency standards mentioned in the text are: - SS 564 Part-1:2020 Energy & Environment Management System - ISO 46001:2019 Water Efficiency Management Systems (WEMS) | 1. ISO/IEC 27001:2013 Information Security Management System 2. ISO 27001:2013 Information Security Management System 3. ANSI/TIA-942-B:2017 - Rated 3 | Not available
18 | Singtel-Group-SR2024-Climate-Change-and-Environment.pdf | X | X | [5 empty] | 2024 | Singtel DC West | Singtel | No. | Yes | Yes (Sustainability Report) | Yes | DC West | Not available | Not available | Singapore | Singapore | Singapore | Active | Not available | Not available | Not available | Not available | Not available | Yes | Not available | Not available | Not available | Not available | Not available | Not available | Not available | Not available | Not available | Not available | Not available | Not available | Not available | Not available | Not available | Not available | Not available | Not available | Not available | Not available | ISO 14001 certification | ISO 14067, ISO 14001 | Not available | Not available | Not available | Not available | Not available | Not available | Not available | solar PV system | The on-site renewable energy power generation capacity mentioned is 557kWp. | Not available | The low-carbon techNot availablelogy inNot availablevations mentioned in the text are: 1. Renewable energy 2. Electric or hybrid vehicles | Not available | Not available | Not available | Not available | Yes | Green Mark Platinum | Not available | Not available | Not available | Not available
18 | Singtel-Group-Sustainability-Report-2024.pdf | X | X | [5 empty] | 2024 | Singtel DC West | Singtel | No. | Yes | Yes (Annual Report and Sustainability Report) | No | Not available | Not available | Not available | not available | Singapore | Singapore | Not available | Not available | Not available | Not available | Yes | Not available | Not available | Yes | Yes | Not available | Not available | Not available | Not available | Not available | Not available | Not available | Not available | Not available | Not available | Not available | Not available | Not available | Not available | Not available | Not available | Not available | Not available | Not available | Not available | Not available | Not available | Not available | Not available | Not available | Not available | Not available | solar PV system | The renewable energy power generation capacity available on-site mentioned in the text is 557 kWp. | 1.23 | Not available | Not available | Not available | Not available | Not available | Yes | Not available | Not available | Not available | Not available | The security systems mentioned in the text are: - Vulnerability scans - Penetration Tests (PT) - Source Code Reviews (SCR) - Bug bounty programmes
18 | Singtel-Group-SR2024-Climate-Change.pdf | X | X | [5 empty] | 2024 | Singtel DC West | Singtel | Yes | Yes | Yes (Sustainability Report) | No | DC West | NCS | Not available | Singapore | Singapore | Singapore | Not available | not available | Not available | Not available | Not available | Not available | Not available | Not available | Not available | Not available | Not available | Not available | Not available | Not available | Not available | Not available | Not available | Not available | Not available | Not available | Not available | Not available | Not available | Not available | Not available | Not available | Not available | ISO 14001 certification | ISO 14001 certification | Not available | Not available | Not available | Not available | Not available | Not available | Not available | Solar PV system | The on-site renewable energy power generation capacity mentioned in the text includes: - DC West: 65kWp - Total capacity across four sites in Singapore (Seletar Satellite Earth Station, Pulau Tekong Station, DC West, and one unspecified site): 557kWp - Total capacity across five sites in Australia: 477kWp These capacities total to 557kWp in Singapore and 477kWp in Australia. | Not available | Not available | Not available | Not available | Not available | Not available | Yes | Green Mark Platinum certification and Green Mark for Healthier Workplaces. | Not available | Not available | Not available | Not available
18 | Singtel-Group-Sustainability-Report-2023.pdf |  | X | [5 empty] | 2023 | Singtel DC West | Singtel | No. | Yes | Yes (Sustainability Report) | No. | Not available | Not available | Not available | Not available | Not available | Not available | Not available | Not available | Not available | Not available | Yes | Not available | Yes | Yes | Not available | Not available | Not available | Not available | Not available | Not available | Not available | Not available | Not available | Not available | Not available | Not available | Not available | Not available | Not available | Not available | Not available | Not available | Not available | ISO 14001, ISO 27001 | ISO 20400:2017 ISO 27001 | Not available | Not available | Not available | Not available | Not available | Not available | Not available | Backup power systems including battery systems and generators | The on-site renewable energy power generation capacity mentioned is 1.38MWp. | Not available | Not available | Optus uses a combination of air, water and refrigerant cooling systems. | Not available | Not available | Not available | Yes | Not available | Not available | Not available | Not available | Not available
18 | Singtel-Group-SR2022-Environment.pdf |  | X | [5 empty] | 2022 | Singtel DC West | Singtel | No | Yes | Yes (Sustainability Report) | No | The data centers mentioned are: - Choa Chu Kang Telecommunications Exchange - Kim Chuan Telecommunications Complex 2 - DC West - Kim Chuan Telecommunications Complex 1 - NCS Bedok Data Centre | SINGAPORE TELECOMMUNICATIONS LIMITED | Not available | The cities mentioned where the data centers are located are Singapore and Bedok. | Singapore and Australia | Singapore | Active | not available | Not available | Not available | Not available | Not available | Not available | Not available | Not available | Yes | Not available | Not available | Not available | Not available | Not available | Not available | Not available | Not available | Not available | Not available | Not available | Not available | Not available | Not available | Not available | Not available | ISO 50001 Energy Management System | ISO 50001 Energy Management System | The ISO standard mentioned for the data center is ISO 50001 Energy Management System. | Not available | Not available | Not available | Not available | Not available | Not available | Not available | Solar power system | Not available | 1.3 | Not available | Not available | Not available | Not available | Not available | Yes | The green building standards mentioned in the text are: - Singapore BCA-IMDA Green Mark for Data Centres Platinum Certification - SS564 Green Data Centres - ISO 50001 Energy Management System | Not available | Not available | Not available | Not available
18 | Singtel-Group-Sustainability-Report-2022.pdf |  | X | [5 empty] | 2022 | Singtel DC West | Singtel | No | No | Yes (Sustainability Report) | No | The names of the data centers mentioned in the text are: - Choa Chu Kang Telecommunications Exchange - Kim Chuan Telecommunications Complex 2 - DC West - Kim Chuan Telecommunications Complex 1 - NCS Bedok Data Centre | Singtel | Not available | The cities mentioned where the data centers are located are Singapore and Bedok. | Singapore | Singapore | Active | 2020 | Not available | Not available | Not available | Not available | Not available | Not available | Yes | Yes | Not available | Not available | Not available | Not available | Not available | Not available | Not available | Not available | Not available | Not available | Not available | Not available | Not available | Not available | Not available | Not available | ISO 50001 Energy Management System | SS564 Green Data Centres, ISO 50001 Energy Management System, ISO 45001 | ISO 50001 Energy Management System | Not available | Not available | Not available | Not available | Not available | Not available | Not available | Solar power system | Not available | 1.3 | Not available | Not available | Not available | Not available | Not available | Not available | Not available | Not available | Not available | Not available | Not available
19 | JRC135926_01.pdf | [5 empty] | X | X | 2024 | 1-Net East | 1-Net Singapore Pte Ltd | No | No. | No | Yes | Not available | Proximus | Not available | Not available | not available | Ireland and the Netherlands | Not available | Not available | Not available | Not available | Not available | Not available | Not available | Not available | Not available | Not available | Not available | Not available | Not available | Not available | Not available | Not available | Not available | Not available | Not available | Not available | Not available | Not available | Not available | Not available | Not available | Not available | Not available | Not available | Not available | Not available | Not available | Not available | Not available | Not available | Not available | The types of facilities mentioned in the text are colocation and hyperscale data centres. | Not available | Not available | 1.7 | Not available | Not available | Not available | Not available | Not available | Not available | Not available | Not available | Not available | Not available | Not available
19 | 19439Singapores_Voluntary_National_Review_Report_v2.pdf | [5 empty] | X | X | 2018 | 1-Net East | 1-Net Singapore Pte Ltd | No. | No | Yes (Sustainability Report) | No | not available | Not available | Not available | Not available | Not available | Not available | not available | not available | Not available | Not available | Not available | Not available | Not available | Not available | Not available | Not available | Not available | Not available | Not available | Not available | Not available | Not available | Not available | Not available | Not available | Not available | Not available | Not available | Not available | Not available | Not available | Not available | Not available | Not available | Not available | Not available | Not available | 94 million square metres | Not available | Not available | Not available | Not available | Not available | The text mentions a goal to increase solar photovoltaic (PV) deployment in Singapore to 350 MWp by 2020, and to 1 GWp beyond 2020. | Not available | Combined Cycle Gas Turbines (CCGTs) | Not available | Not available | Not available | Not available | Yes | Not available | Minimum Energy Performance Standards (MEPS) | The water efficiency standards mentioned in the text are: - Minimum Water Efficiency Standards - Mandatory Water Efficiency Management Plan | Not available | Not available
20 | C.2.3_Annual Report FY 2023, page 103-121.pdf | X | X | [5 empty] | 2024 | Telin Singapore 3 | NeutraDC | No. | Yes | Yes (Annual Report) | No | NeuCentrIX Data Centers, Enterprise Data Centers, Hyperscale Data Center, Telin 1, Telin 2, Telin 3 | The data center operator mentioned in the text is PT Telkom Data Ekosistem (NeutraDC). | Not available | Cikarang | Batam | The countries where the data centers are located are Indonesia, Singapore, Timor Leste, and Hong Kong. | Active | not available | Not available | Not available | Yes | Not available | Not available | Not available | Not available | Not available | Not available | Not available | Not available | Not available | Not available | Yes | Not available | Not available | Not available | Not available | Not available | Not available | Not available | Not available | Not available | Not available | Not available | Not available | 27000-17/18 and CSA Star & PII Related Certification. | Not available | Not available | Not available | Not available | Not available | Not available | Not available | Not available | Not available | Not available | Not available | Not available | Not available | Not available | Not available | Not available | Not available | Not available | Not available | 27000-17/18 and CSA Star | Not available
20 | Telin-3 DC Data Sheet v3_0.pdf |  |  |  |  | X |  |  | 2018 | Telin Singapore 3 | NeutraDC | Yes | No. | No | No | Telin-3 | not available | Not available | Singapore | Singapore | Singapore | Active | not available | Not available | Not available | Yes | Not available | Not available | Not available | Not available | Not available | Not available | Not available | Not available | Not available | Not available | Yes | Yes | Yes | Yes, 24/7 Guard & security presence | Yes | Yes | Yes | Not available | N+1 | 2N Fault tolerance chilled water system (Tier IV) & N+1 continuous chilled water system (Tier III) | N+1 | Not available | ISO 50001 Energy Management System | - ISO 27001 Information Security Management System - ISO 50001 Energy Management System | Raised floor | 12,000 sqm | 12,000 sqm | Not available | 15kN/sqm | The slab-to-slab height mentioned in the text is 7200mm. | Not available | The power systems in use by the datacenter are: - Diesel Rotary Uninterruptible Power Supply (DRUPS) - Uninterruptible Power System (UPS) | Not available | Not available | Not available | The cooling system in use by the data center is a "2N Fault tolerance chilled water system (Tier IV) & N+1 continuous chilled water system (Tier III)." | Not available | 12,000 sqm | Not available | Yes | Building & Construction Authority (BCA) & Infocomm Development Authority of Singapore (IDA) Data Centre Green Mark Platinum | ISO 50001 Energy Management System SS 564 Energy and Environment Management | Not available | ISO 27001 Information Security Management System | The security systems mentioned in the text are: - Perimeter wall & anti-ram security fencing with motion detection cabling - 24x7 Closed circuit TV (CCTV) - 24x7 Guard & security presence - Pre-authorisation security access control - Vehicle checks & bollard security system - X-ray scanner & metal detector - Contactless card access system & biometric access control system - Turnstile gates & mantraps
20 | datasheet-telin3.PDF |  |  |  |  | X |  |  | 2016 | Telin Singapore 3 | NeutraDC | I don't have the ability to access or review specific PDF files or their contents. Please check the PDF directly for the information you need. | I don't have the ability to view or analyze PDF files or their contents. Please let me know how else I may assist you! | No | I don't have the ability to view specific files or their contents, including PDFs. Therefore, I can't confirm whether the document you are referring to is a specification/technical report. Please check the document directly to ascertain its nature. | not available | not available | not available | not available | not available | not available | not available | not available | Not available | Not available | Not available | Not available | Not available | Not available | Not available | Not available | Not available | Not available | Not available | Not available | Not available | Not available | Not available | Not available | Not available | Not available | Not available | Not available | Not available | Not available | Not available | Not available | Not available | Not available | Not available | Not available | Not available | Not available | Not available | Not available | Not available | Not available | Not available | Not available | Not available | Not available | Not available | Not available | Not available | Not available | Not available | Not available | Not available | Not available | Not available | Not available
21 | kcl-sr-21.pdf | X | X | [5 empty] | 2022 | Keppel DC Singapore 5 (SGP5) | Keppel Data Centres | No | Yes | Yes (Sustainability Report) | No | not available | Keppel Data Centres | Not available | Not available | Not available | Not available | Not available | Not available | Not available | Not available | Not available | Yes | Yes | Not available | Yes | Yes | Not available | Not available | Not available | Not available | Not available | Not available | Not available | Not available | Not available | Not available | Not available | Not available | Not available | Not available | Not available | Not available | Not available | SS 564, ISO 50001 | The ISO Standards/certificates mentioned for the data centers are: - ISO 24762 - ISO 50001 - ISO 14001 | Not available | Not available | Not available | Not available | Not available | Not available | Not available | hydrogen | Not available | Not available | The low-carbon techNot availablelogy inNot availablevations mentioned in the text are: - Energy-as-a-Service - Real-Estate-as-a-Service - green ammonia supply chain - carbon capture, utilisation and storage | District Cooling Systems (DCS) | Not available | Not available | Not available | Yes | The green building standards mentioned are: - Building and Construction Authority of Singapore’s (BCA) Green Mark GoldPLUS standard, or its equivalent. - BCA Green Mark Gold Standard, or its equivalent. - Singapore Green Building Council’s 4-ticks rating, or its equivalent, by 2030. | Not available | Not available | Not available | Not available
21 | kdcr-sr19.pdf |  | X | [5 empty] | 2020 | Keppel DC Singapore 5 (SGP5) | Keppel Data Centres | Yes | Yes | Yes (Sustainability Report) | No | 1. Keppel DC Singapore 1 (KDC SGP 1) 2. Keppel DC Singapore 2 (KDC SGP 2) 3. Keppel DC Singapore 3 (KDC SGP 3) 4. Keppel DC Singapore 5 (KDC SGP 5) 5. Basis Bay Data Centre (Basis Bay DC) 6. Gore Hill Data Centre (Gore Hill DC) 7. Keppel DC Dublin 1 (KDC DUB 1) 8. Keppel DC Dublin 2 (KDC DUB 2) | Not available | Not available | Singapore | The regions where the data centers are located, as mentioned in the context, are: 1. Australia 2. United Kingdom 3. Germany 4. Italy 5. Netherlands 6. Singapore 7. Malaysia 8. Ireland | Singapore | Not available | Not available | Not available | Not available | Yes | Yes | Not available | Not available | Not available | Yes | Not available | Not available | Not available | Not available | Not available | Yes | Not available | Not available | Not available | Not available | Not available | Not available | Not available | Not available | Not available | Not available | ISO 50001:2011 Energy Management System | ISO 50001:2011 Energy Management System | 1. ISO 50001:2011 Energy Management System 2. ISO 27001:2013 Information Security Management System 3. ISO 9001:2015 Quality Management System 4. ISO/IEC 27001:2013 Information Security Management System | Not available | Not available | Not available | Not available | Not available | Not available | Not available | Not available | Not available | Not available | The low-carbon techNot availablelogy inNot availablevations mentioned in the text are: - Chillers - Cooling towers - Diesel Rotary Uninterruptible Power Supply devices | chilled water-cooling systems | Not available | Not available | Not available | Yes | Not available | The energy standards mentioned in the text are: - Energy Efficiency: 67 to 69 - 302-1: Energy consumption within the organisation: 63, 68 to 69 | The water efficiency standards mentioned are: - SS 577:2012 Water Efficiency Management System - ISO 46001:2019 – Water Efficiency Management Systems (WEMS) | Not available | Not available
21 | kdc-sgp-5-fa.pdf |  |  |  |  | X |  |  | 2020 | Keppel DC Singapore 5 (SGP5) | Keppel Data Centres | Yes | Yes | No | Yes | DC 1 SGP 5 SGP 1 SGP 2 SGP 4 | Keppel Data Centres | Not available | Singapore | Asia Pacific and Europe. | Singapore | Not available | not available | Not available | Not available | Yes | Yes | Yes | Not available | Yes | Yes | Not available | Not available | Not available | Not available | Not available | Yes | Yes | Yes | Yes, 24/7. | Not available | Yes | Yes | Not available | Not available | The information provided does Not availablet specify the redundancy level for the cooling systems in terms of an "n+1" format or similar. Therefore, the answer is "Not available" | The information provided does Not availablet specify the redundancy level for standby power in a format such as N+1, N+2, etc. Therefore, the answer is "Not available" | ISO 50001 | - ISO 9001 - ISO 14001 - ISO 27001 - ISO 45001 - ISO 46001 - ISO 50001 | The ISO Standards/certificates assigned to the datacenter are: - ISO 9001 - ISO 14001 - ISO 27001 - ISO 45001 - ISO 46001 - ISO 50001 | Not available | Not available | Not available | 5-storey building | 12.5 kN/sqm | The slab to slab height mentioned is up to 6.8 m. | Not available | Not available | Not available | Not available | Not available | Dual piping | The Water Usage Effectiveness (WUE) of the data center is Not availablet mentioned in the provided information. Therefore, the answer is 'Not available'. | 208,096 sqft | Not available | Yes | The green building standards mentioned are: - BCA-IMDA Green Mark Award (Platinum) | Not available | Not available | The security standards mentioned are: - TVRA - ISO 9001, 14001, 27001, 45001, 46001, 50001 - TIA 942 Rated 3 - SS 564, 507 | The security systems in use are: - 24/7 onsite security force with mandatory personnel and vehicle checks - 24/7 CCTV monitoring - Anti-climb perimeter fencing and vehicle trap system - Access control with 2-factor authentication and man trap entry
22 | ad84a8d8-b053-483d-9163-f7fd439f3cfd.pdf | X |  |  |  | X |  |  | 2020 | Keppel DC Singapore 3 (SGP3) | Keppel Data Centres | Yes | Yes | No | Yes | Not available | Keppel Data Centres | Not available | Not available | Asia Pacific and Europe. | Singapore | Not available | not available | Yes | Not available | Yes | Yes | Yes | Not available | Yes | Yes | Not available | Not available | Not available | Not available | Not available | Yes | Yes | Yes | Yes, 24/7. | Not available | Yes | Yes | Not available | Not available | The information provided does Not availablet specify the redundancy level for the power and cooling systems in terms of an "n+1" format or similar. Therefore, the answer is "Not available" | Not available | Not available | ISO 9001, 14001, 27001, 45001, 46001, 50001 | - ISO 9001 - ISO 14001 - ISO 27001 - ISO 45001 - ISO 46001 - ISO 50001 | Not available | Not available | Not available | 5-storey building | 15 kN/sqm | The slab to slab height mentioned is up to 5.74 m. | Not available | Not available | Not available | Not available | Not available | Not available | Water Usage Effectiveness (WUE) is Not availablet mentioned in the provided information. Therefore, the response is 'Not available'. | 133,878 sqft | Not available | Yes | - LEED Certification (Gold) - BCA-IMDA Green Mark Award (Platinum) | Not available | Not available | The security standards mentioned are: - TVRA - TIA 942 Rated 3 - SS 564, 507 | The security systems in use are: - 24/7 onsite security force with mandatory personnel and vehicle checks - 24/7 CCTV monitoring - Anti-climb perimeter fencing and vehicle trap system - Access control with 2-factor authentication and man trap entry - Integrated visitor management system
24 | ESG-Report-2022-23.pdf | X | X | [5 empty] | 2023 | Princeton Digital SG1 | Princeton Digital Group | No | Yes | Yes (Sustainability Report) | No | The names of the data centers mentioned in the text are: - Jakarta Cibitung - Jakarta Bintaro - Bandung - Pekanbaru - Surabaya | Princeton Digital Group Data Centres | Not available | The data center is located in Kita ward. | Indonesia | Indonesia | Active | Not available | Not available | Not available | Not available | Not available | Not available | Not available | Not available | Yes | Not available | Not available | Not available | Not available | Not available | Not available | Not available | Not available | Not available | Not available | Not available | Not available | Not available | Not available | Not available | Not available | ISO 50001 : 2018 | ISO 50001 : 2018 | ISO 50001 : 2018 | Not available | Not available | Not available | G + 6 storeys each | Not available | Not available | hyperscale | Not available | Not available | 1.2 – 1.4 | Not available | air-cooled chiller system | Not available | 84,000m² | Not available | Yes | The green building standards mentioned are BREEAM and LEED. | The energy standards mentioned are BREEAM and LEED. | Not available | Not available | Not available
24 | ESG-Report-2021-22.pdf |  | X | [6 empty] | Princeton Digital SG1 | Princeton Digital Group | No | Yes | Yes (Sustainability Report) | No | SH1 PE1 JB1 JC1 SB1 BD1 SG1 | Not available | Not available | Shanghai, Pekanbaru, Jakarta, Surabaya, Bandung, Singapore, Tokyo, Beijing, Langfang, Xi’an, Nanjing, Nantong, Foshan, Mumbai. | Jakarta | The data centers are located in the following countries: 1. China 2. Indonesia 3. Singapore 4. Japan 5. India | Not available | 2022 | Not available | Not available | Not available | Not available | Not available | Not available | Not available | Yes | Not available | Not available | Not available | Not available | Not available | Not available | Not available | Not available | Not available | Not available | Not available | Not available | Not available | Not available | Not available | Not available | Not available | ISO 50001 – Energy Management Systems | ISO 50001 – Energy Management Systems | Not available | Not available | Not available | 28 | Not available | Not available | Hyperscaler | UPS (uninterrupted power supply) systems | Not available | 1.34 | Battery techNot availablelogy and artificial intelligence (AI) | closed-loop water system | 2.4 m/MWh | Not available | Not available | Yes | The green building standards mentioned in the text are: - Leadership in Energy and Environmental Design (LEED) - Singapore’s BCA Green Mark Platinum - India’s IGBC Platinum | ISO 50001 – Energy Management Systems | Not available | Not available | Not available
25 | global-switch-esg-report-2022.pdf | X | X | [5 empty] | 2024 | Global Switch Singapore Tai Seng | Global Switch | No. | Yes | Yes (ESG report) | No | Paris West data centre, Paris East | Global Switch | Frankfurt Campus Frankfurt North / Frankfurt South Eschborner Landstraße 110 60489 Frankfurt am Main Germany Madrid Calle Yécora, 4 28022 Madrid Spain Paris Campus Paris East / Paris West 7-9 rue Petit 92582 Clichy Cedex, France | Denver, Phoenix, Los Angeles, Amsterdam, Paris, Madrid, Hong Kong, Sydney, London. | Madrid | The data centers are located in the countries: - Spain - France | Active | not available | Not available | Not available | Yes | Not available | Yes | Not available | Yes | Not available | Not available | Not available | Not available | Not available | Not available | Yes | Not available | Not available | Not available | Not available | Not available | Not available | Not available | Not available | Not available | Not available | ISO 14001 | Not available | ISO14001 ISO 27001(Information Security Management) | Not available | Not available | Not available | Not available | Not available | Not available | Colocation | Not available | Not available | 1.2 Europe and 1.4 Asia-Pacific | Heat pumps | Liquid cooling | Not available | Not available | Not available | Yes | The green building standards mentioned in the text are LEED, BREEAM, and Green Mark. Minimum requirements are BREEAM = Excellent, LEED = Gold, Green Mark = Platinum. | Not available | ISO 46001 (Water Efficiency Management Systems) | Not available | Not available
25 | global-switch-esg-report-2021.pdf |  | X | [5 empty] | 2024 | Global Switch Singapore Tai Seng | Global Switch | Yes | Yes | Yes (ESG report) | No | Not available | The name of the data center operator mentioned in the text is Global Switch. | Not available | Madrid, Singapore, and Sydney. | Madrid | Spain | Active | not available | Not available | Yes | Yes | Yes | Not available | Not available | Yes | Not available | Not available | Not available | Not available | Not available | Not available | Not available | Not available | Not available | Not available | Not available | Not available | Not available | Not available | Not available | Not available | Not available | Not available | ISO 14064-3: Greenhouse Gases | Not available | Not available | 428,000 sq m | Not available | Not available | Not available | Not available | The type of facility mentioned in the text is "colocation." | Not available | Not available | 1.2 in Europe and 1.4 in APAC. | The low-carbon techNot availablelogy inNot availablevations mentioned in the text are: - 'free cooling' systems - more efficient cooling delivery units - more efficient cooling plant | 'free cooling' systems | 0.75 | 428,000 sq m of technical space | Not available | Yes | The green building standards mentioned in the text are BREEAM ‘Very Good’ standard and LEED ‘Gold’ standard. | The energy standards mentioned in the text are BREEAM ‘Very Good’ standard for European developments and LEED ‘Gold’ standard for Asia Pacific developments. | BREEAM ‘Very Good’ and LEED ‘Gold’ | Not available | Not available
25 | 56189c63-42bb-4ff4-97d5-f606421bcfcd.pdf |  |  |  |  | X |  |  | 2020 | Global Switch Singapore Tai Seng | Global Switch | Yes | Yes | No | Yes | Global Switch Hong Kong | Global Switch | Not available | Hong Kong | Hong Kong | Hong Kong, France, Singapore | Not available | Not available | Not available | Not available | Yes | Yes | Yes | Not available | Yes | Yes | Not available | Not available | Not available | Not available | Not available | Yes | Not available | Not available | Yes, 24/7 | Yes | Yes | Yes | 100MVA | N+2 redundancy for Buildings 1-3 and N+1 redundancy for Buildings 4-5. | N+1 | N+1 redundancy for Buildings 4-5 and N+2 redundancy for Buildings 1-3. | ISO 50001 | ISO 14001 | The ISO Standards/certificates assigned to the data center are: - ISO 9001 - ISO 14001 - ISO 27001 - ISO 45001 - ISO 50001 | Raised floor | 70,000 sq m | Not available | Not available | 12 kN/m² | The floor to ceiling height mentioned in the text is 6 meters slab to slab. | Colocation | The power systems in use by the datacenter are: - Diesel Rotary UPS - Static UPS | Not available | Not available | Not available | Chilled water cooling system | Not available | 70,000 sq m of gross space | Not available | Yes | Not available | The energy standard mentioned in the text is ISO 50001. | Not available | ISO 27001 | The security systems mentioned in the text are: - Access control using proximity card readers and biometric systems - Physical access via mantrap - CCTV records kept for 31 days - Comprehensive intruder detection and alarms to all areas - Perimeter Intrusion Detection system (PIDs) - Strict access control procedures
25 | global-switch-technical-specification-singapore-tai-seng.pdf |  |  |  |  | X |  |  |  | Global Switch Singapore Tai Seng | Global Switch | Yes | Yes | No | Yes | Amsterdam Campus London Campus | Global Switch | Here are the full addresses of the data centers mentioned in the text: Amsterdam Campus: Johan Huizingalaan 759 1066 VH Amsterdam Netherlands London Campus, London East: Global Switch House 3 Nutmeg Lane London E14 2AX United Kingdom London Campus, London North: East India Dock House 240 East India Dock Road London E14 9YY United Kingdom | The data centers mentioned are located in Amsterdam, London, and Singapore. | The data centers mentioned are located in the following regions: - Amsterdam, Netherlands - London, United Kingdom - Singapore | The data centers mentioned are located in the Netherlands, United Kingdom, and Singapore. | Not available | Not available | Yes | Not available | Yes | Not available | Yes | Not available | Yes | Yes | Not available | Not available | Not available | Not available | Not available | Yes | Not available | Not available | Yes, the data center has onsite security staff available 24x7x365. | Not available | Yes | Yes | 30MVA | 2N and N+1 | N+1 | N+1 | Not available | ISO 9001, 14001, 27001, 45001, 50001 | ISO 27001 | Raised floor | 26,743 sq m | Not available | 7 data floors | 7.5 kN/m² | The typical slab to slab height mentioned in the text is 4.1 meters. | Not available | The power systems in use by the data center are: - 2N static UPS - Diesel Rotary UPS with N+1 distributed redundancy - Diesel backup generator system with N+1 redundancy | Not available | Not available | Not available | Condenser water and chilled water based cooling systems | Not available | 26,743 sq m of gross space | Not available | Yes | Not available | Not available | Not available | ISO 27001 | The security systems mentioned in the text are: - Access control using proximity card readers - Physical access via mantrap - Secure managed delivery and loading area available 24x7x365 - Fully addressable fire detection system - Aspirated early warning smoke detection system (monitored 24x7x365) - Dry pipe pre-action sprinkler system - Inergen gas suppression system in technical areas
25 | global-switch-brochure-singapore-woodlands.pdf |  |  |  |  | X |  |  |  | Global Switch Singapore Tai Seng | Global Switch | Yes | Yes | No | Yes | Global Switch Hong Kong Global Switch Singapore | Global Switch | Not available | Hong Kong and Singapore. | Asia-Pacific | Singapore | Not available | Not available | Not available | Not available | Yes | Yes | Yes | Not available | Yes | Yes | Not available | Not available | Not available | Not available | Not available | Yes | Not available | Yes | Yes, security guard patrols 24x7x365. | Yes | Yes | Yes | 30MVA | N+2 and N+1 | N+1 | N+N | Not available | ISO 14001, ISO 50001 | The ISO Standards/certificates assigned to the data center are: - ISO 9001 - ISO 14001 - ISO 27001 - ISO 45001 - ISO 50001 | Raised floor | Not available | Not available | Not available | 15N/m² | The minimum height from the raised floor to the underside of the ceiling mentioned in the text is 3.5 meters. | Not available | 22kV utility supply with N+N redundancy | Not available | 1.34 | Not available | Not available | Not available | Not available | Not available | Yes | The green building standards mentioned are: - BCA Green Mark Platinum - LEED Gold certification | Not available | Not available | ISO 27001 | The security systems mentioned in the text are: - Readers and biometric systems - Comprehensive intruder detection and alarms to all areas - Perimeter Intrusion Detection system (PIDs) - Analogue addressable fire detection system in all areas - HD video surveillance system - Biometric entry controls
25 | global-switch-sustainability-policy-issue-11-march-2024-english.pdf |  |  |  | X |  |  |  |  | Global Switch Singapore Tai Seng | Global Switch | No | Yes | No | No | not available | Global Switch | Not available | Not available | Not available | Not available | Active | not available | Not available | Not available | Not available | Not available | Yes | Not available | Not available | Yes | Not available | Not available | Not available | Not available | Not available | Not available | Not available | Yes | Yes, the data center has resilient 24x7x365 security. | Not available | Not available | Not available | Not available | Not available | Not available | Not available | ISO 14001:2015, ISO 50001:2018 | ISO 14001:2015, ISO 50001:2018 | The ISO standards/certificates mentioned in the text are: - ISO 14001:2015 certified Environmental Management System - ISO 50001:2018 certified Energy Management System | Not available | Not available | Not available | Not available | Not available | Not available | Not available | Not available | Not available | Not available | Not available | compressor-less or reduced compressor use for cooling | Not available | Not available | Not available | Yes | Not available | The energy standards mentioned in the text are ISO 14001:2015 certified Environmental Management System and ISO 50001:2018 certified Energy Management System. | Not available | Not available | Not available
25 | global-switch-task-force-on-climate-related-financial-disclosures-report-2023.pdf |  | X | [6 empty] | Global Switch Singapore Tai Seng | Global Switch | Yes | Yes | Yes (ESG report) | No | The names of the data centers mentioned in the text are: - Amsterdam West / Amsterdam East - London East - London North - Frankfurt North / Frankfurt South | Global Switch | The full address of the data center mentioned in the text is: Global Switch House 3 Nutmeg Lane London E14 2AX United Kingdom | The cities where the data centers are located are: - Amsterdam - London - Frankfurt - Madrid - Sydney | Amsterdam, London, Frankfurt, Madrid. | The countries where the data centers are located are: - Netherlands - United Kingdom - Germany - Spain - Australia | Not available | not available | Not available | Not available | Not available | Not available | Not available | Not available | Not available | Not available | Not available | Not available | Not available | Not available | Not available | Not available | Not available | Not available | Not available | Not available | Not available | Not available | Not available | Not available | Not available | Not available | Not available | Not available | Not available | Not available | Not available | Not available | Not available | Not available | Not available | Not available | Not available | Not available | 1.2 in Europe and 1.4 in Asia-Pacific | Not available | Adiabatic coolers/cooling tower water use | 0.75 in Europe and 1.0 in Asia-Pacific | Not available | Not available | Yes | The green building standards mentioned are BREEAM and LEED. | Not available | Not available | ISO 31000 | Not available
26 | 05.pdf |  | X | [5 empty] | 2024 | China Mobile Singapore | China Mobile International | No | No | Yes (Sustainability Report) | No | Hong Kong Fo Tan and Mong Kok Bay data centers | China Mobile | Not available | Hong Kong, Singapore, London, Frankfurt | Hong Kong, Singapore, London, Frankfurt | Hong Kong (China), Singapore, United Kingdom, Germany | Active | not available | Not available | Not available | Not available | Not available | Not available | Not available | Not available | Not available | Not available | Not available | Not available | Not available | Not available | Not available | Not available | Not available | Not available | Not available | Not available | Not available | Not available | Not available | Not available | Not available | Not available | Not available | Not available | Not available | Not available | Not available | Not available | Not available | Not available | Not available | Not available | Not available | Not available | Not available | Not available | Not available | Not available | Not available | Yes | Not available | Not available | Not available | The security standards mentioned in the text are: - ChinaMobileAll-StaffSafeProductionResponsibilitySystem - ChinaMobileFireControlRoomManagementRegulations - ChinaMobileBusinessPlaceSafetyManagementRegulations - ChinaMobileHeadOfficeSafetyManagementRegulations - SafetyProductionSupervisionandInspectionStandards(Scenario-Based) | Not available
26 | sd2023.pdf | X | X | [5 empty] | 2024 | China Mobile Singapore | China Mobile International | No | No | Yes (Sustainability Report) | No | Hong Kong Fo Tan and Mong Kok Bay data centers | Not available | Not available | Hong Kong, Singapore, London, Frankfurt | Beijing-Tianjin-Hebei, Yangtze River Delta, Greater Bay Area, Chengdu-Chongqing, Hong Kong (China), Singapore, London (UK), Frankfurt (Germany) | China | Active | not available | Not available | Yes | Not available | Not available | Not available | Not available | Not available | Not available | Not available | Not available | Not available | Not available | Not available | Not available | Not available | Not available | Not available | Not available | Not available | Not available | Not available | Not available | Not available | Not available | Not available | Not available | Not available | Not available | Not available | Not available | Not available | Not available | Not available | Not available | city electricity direct supply and high-voltage DC | The renewable energy power generation capacities mentioned in the text are as follows: - Jiangsu Mobile deployed photovoltaic power generation devices in six office buildings in Wuxi, generating 570,000 kWh of electricity throughout the year. - Guangxi Mobile built a distributed photovoltaic power station in the logistics warehouse center in the High-tech Zone, generating 1.77 million kWh of electricity throughout the year. | 1.36 | Not available | High-dimensional cooling system | Not available | Not available | Not available | Yes | Not available | Not available | Not available | ISO/IEC 27033-7:2023 | Not available
26 | ar2023.pdf |  |  | X |  |  |  |  | 2024 | China Mobile Singapore | China Mobile International | No. | Yes | Yes (Annual Report) | No | Not available | Not available | Not available | Not available | Not available | China | Active | not available | Not available | Not available | Not available | Not available | Not available | Not available | Not available | Not available | Not available | Not available | Not available | Not available | Not available | Not available | Not available | Not available | Not available | Not available | Not available | Not available | Not available | Not available | Not available | Not available | Not available | Not available | Not available | Not available | Not available | Not available | Not available | Not available | Not available | Not available | Not available | The capacities in wind and solar energy mentioned in the text are 210 million peak watts. | 1.32 | The low-carbon techNot availablelogy inNot availablevations mentioned in the text are: - Wind and Solar-Powered Wireless Network - Green Smart Park | Not available | Not available | Not available | Not available | Yes | Not available | Not available | Not available | Not available | Not available
26 | sd2022.pdf |  | X | [5 empty] | 2023 | China Mobile Singapore | China Mobile International | No | No | Yes (Sustainability Report) | No | Nanjing, Suzhou, Wuxi | China Mobile | Not available | Nanjing, Suzhou, Wuxi | Not available | Not available | Not available | not available | No. | Not available | Not available | Not available | Yes | Not available | Not available | Not available | Not available | Not available | Not available | Not available | Not available | Not available | Not available | Yes | Yes, 24/7 | Not available | Not available | Not available | Not available | Not available | Not available | Not available | Not available | Not available | The ISO Standard mentioned in the text for the data center is ISO 14000 (Environmental Management Standards). | Not available | Not available | Not available | Not available | Not available | Not available | Not available | Not available | The average daily power generating capacity of the green energy cabin was 23.14 kWh. | 1.3 | Not available | The cooling system mentioned in the text is "plate heat exchanger." | Not available | 7,300 m² | Not available | Yes | BEAMPLUS and LEEDGOLD | The energy standards mentioned in the text are: - China Mobile Standards on Energy-Saving Classification of Equipment - SA 8000 (Social Accountability Standards) - OHSAS 18001 (Occupational Health and Safety Assessment Series) - ISO 14000 (Environmental Management Standards) | Not available | Not available | Not available
26 | 10.pdf |  | X | [5 empty] | 2023 | China Mobile Singapore | China Mobile International | No. | No | Yes (Sustainability Report) | No | Not available | Not available | Not available | Not available | Not available | Not available | Not available | not available | Not available | Not available | Not available | Not available | Not available | Not available | Not available | Not available | Not available | Not available | Not available | Not available | Not available | Not available | Not available | Not available | Not available | Not available | Not available | Not available | Not available | Not available | Not available | Not available | Not available | Not available | Not available | Not available | Not available | Not available | Not available | Not available | Not available | Not available | Not available | Not available | Not available | Not available | Not available | Not available | Not available | Not available | Yes | Not available | Not available | Not available | Not available | Not available
26 | sd2021.pdf |  | X | [5 empty] | 2022 | China Mobile Singapore | China Mobile International | No. | No. | Yes (Sustainability Report) | No | Zhongwei Data Center | not available | Not available | Zhongwei | Ningxia | not available | Active | not available | Yes | Not available | Not available | Not available | Yes | Not available | Not available | Not available | Not available | Not available | Not available | Not available | Not available | Not available | Not available | Not available | Not available | Not available | Not available | Not available | Not available | Not available | Not available | Not available | Not available | Not available | Not available | Not available | Not available | Not available | Not available | Not available | Not available | Not available | Not available | Not available | 1.1 | Not available | The cooling systems mentioned in the text are: - high-pressure variable-speed water-cooled chillers - in-row ACs - heat pipe backplates | Not available | Not available | Not available | Yes | Not available | Not available | Not available | Not available | The security systems mentioned in the text are: - Cloud-network integrated network security protection system
27 | ibx_sg2_en.pdf |  |  |  |  | X |  |  | 2024 | Equinix SG2 | Equinix | Yes | Yes | No | Yes | SG2 Singapore Data Center | Equinix | Not available | Singapore | Southeast Asia | Singapore | Active | not available | Yes | Not available | Yes | Not available | Not available | Not available | Not available | Not available | Yes | Yes | Not available | Not available | Yes | Yes | Not available | Yes | Yes, 24/7 on-site security officers. | Yes | Yes | Yes | Not available | 2N | N+1 (on chillers) and N+20% (on CRAC units) | N+1 | ISO 27001, PCI DSS | ISO 27001 | ▪ ISO 27001 ▪ PCI DSS | Raised | 20,370 m2 | Not available | 6 storey | 14.4 kN/m2 | Not available | Not available | The power systems mentioned are: - AC Power Circuits - UPS Redundancy 2N - Standby Power Configuration - Utility Feeders | Not available | Not available | The low-carbon techNot availablelogy inNot availablevations mentioned in the text are: - Adiabatic cooling - 100% renewable energy | CRAC units and water-cooled centrifugal chillers | Not available | Not available | Not available | Yes | The green building standards mentioned are: - SS 564 - BCA Green Mark Platinum Award | Not available | Not available | The security standards mentioned are: - SOC 1 Type II - SOC 2 Type II - ISO 27001 - PCI DSS | The security systems mentioned in the text are: - Biometric readers (in common areas) - Additional biometric readers (optional) - PIN & card readers - VIEW smoke and heat detectors
27 | Equinix,+Inc.+2022+Annual+Report.pdf | X |  | X |  |  |  |  | 2023 | Equinix SG2 | Equinix | No | No | Yes (Sustainability Report/ ESG Report/ Annual Report) | No | IBX data center | Not available | Not available | Bogotá | Not available | Colombia, Peru, Brazil, Chile | Not available | Not available | Yes | Yes | Not available | Not available | Yes | Yes | Not available | Yes | Not available | Not available | Not available | Not available | Yes | Not available | Not available | Yes | Not available | Yes | Not available | Not available | Not available | Not available | Not available | n+1 | ISO 14001:2015 Environmental Management Standard | ISO 14001:2015, ISO 50001:2011 | ISO 22301, ISO 14001:2015, ISO 50001 | Not available | Not available | Not available | Not available | Not available | Not available | The type of facility mentioned in the text is "colocation." | Not available | Not available | 1.46 | Not available | Not available | The Water Usage Effectiveness (WUE) of the data center is Not availablet mentioned in the provided text. Therefore, the answer is 'Not available'. | Not available | Not available | Yes | The green building standards mentioned in the text are: - LEED green buildings certifications - U.S. Environmental Protection Agency Energy Star for Data Centers - BCA Green Mark - NABERS - Green Globes | Energy and emissions are assured to ISO 14064-3:2019 standards for the quantification and reporting of greenhouse gas (GHG) emissions. | Not available | Not available | Not available
27 | ibx_sg2_en_feb2021.pdf |  |  |  |  | X |  |  | 2021 | Equinix SG2 | Equinix | Yes | Yes | No | Yes | Singapore IBX® Data Center | Equinix | 15 Pioneer Walk, Singapore IBX® Data Center, 627753, Singapore | Singapore | Singapore | Singapore | Active | not available | No. | Not available | Yes | Not available | Not available | Not available | Not available | Not available | Yes | Yes | Not available | Not available | Yes | Yes | Yes | Yes | Yes, 24/7 on-site security officers. | Yes | Yes | Yes | Not available | 2N or N+1 (depending on floor) | N+1 (on chillers) and N+20% (on CRAC units) | N+1 | Not available | ISO 27001 | - ISO 27001 - PCI DSS - SOC 1 Type - SOC 2 Type - SS 564 | Raised Floor | 219,263 ft2 (20,370 m2) | 219,263 ft2 (20,370 m2) | 6-story | 11.97 kN/m2 | Not available | Colocation | The power systems mentioned are: - UPS Redundancy - Standby Power Configuration - Standby Power Redundancy - diesel generators | Not available | Not available | Adiabatic cooling | CRAC units and water-cooled centrifugal chillers | Not available | 219,263 ft2 (20,370 m2) | Not available | Yes | The green building standards mentioned are: - SS 564 Part 1: 2013 SG Standards for Green Data Centers - BCA-IMDA Green Mark Award (Platinum) | The energy standards mentioned are: - SS 564 Part 1: 2013 SG Standards for Green Data Centers - BCA-IMDA Green Mark Award (Platinum) | Not available | - ISO 27001 - PCI DSS - SOC 1 Type - SOC 2 Type - SS 564 | The security systems in use are: - Man trap entry - Perimeter fence and gate - 24/7 on-site security officers - Biometric readers (in common areas) - Additional biometric readers (optional) - PIN & card readers - CCTV surveillance with 30-day retention - Motion detection
28 | whs-case-study-air-trunk.pdf | [5 empty] | X |  | 2024 | AirTrunk Singapore - SGP1 | AirTrunk | No. | Yes | Yes (Sustainability Report) | No | TOK2(WEST) JHB1 SGP1 MEL1 (WEST) HKG2 TOK1(EAST) OSK1(WEST) HKG1 SYD2 (NORTH) | AirTrunk | Not available | Tokyo, Japan | not available | Japan | Active | 2017 | Not available | Not available | Not available | Yes | Yes | Not available | Yes | Not available | Not available | Not available | Not available | Not available | Not available | Not available | Not available | Not available | Not available | Not available | Not available | Not available | Not available | Not available | Not available | Not available | Not available | ISO 14001 Environmental Management, ISO 45001 Occupational Health and Safety Management. | ISO9001 Quality Management, ISO 14001 Environmental Management, and ISO 45001 | Not available | Not available | Not available | Not available | Not available | Not available | Hyperscale | Not available | Not available | Not available | Not available | Not available | Not available | Not available | Not available | Yes | Not available | Not available | Not available | ISO 14001 Environmental Management and ISO 45001 Occupational Health and Safety Management system standards. | Not available
28 | AirTrunk-Climate-and-Nature-Related-Risks-Report-FY23-FINAL.pdf | X | X | [5 empty] | 2023 | AirTrunk Singapore - SGP1 | AirTrunk | Yes | Yes | No | Yes | not available | AirTrunk | Not available | Not available | Tokyo | Not available | Not available | not available | Not available | Not available | Not available | Not available | Not available | Not available | Not available | Not available | Not available | Not available | Not available | Not available | Not available | Not available | Not available | Not available | Not available | Not available | Not available | Not available | Not available | Not available | Not available | Not available | Not available | Not available | Not available | Not available | Not available | Not available | Not available | Not available | Not available | Not available | Not available | Not available | Not available | Not available | Not available | Not available | Not available | Not available | Not available | Not available | Not available | Not available | Not available | Not available
28 | 762868_20230620_MIT Annual Report_2022_2023.pdf |  |  | X |  |  |  |  | 2023 | AirTrunk Singapore - SGP1 | AirTrunk | No. | No. | Yes (Sustainability Report) | No | not available | not available | 402 Franklin Road, Brentwood, 7337 Trade Street, San Diego and N15W24250 Riverwood Drive, Pewaukee | Not available | North American | Singapore | Active | 2023 | Not available | Not available | Not available | Not available | Not available | Not available | Not available | Not available | Not available | Not available | Not available | Not available | Not available | Not available | Not available | Not available | Not available | Not available | Not available | Not available | Not available | Not available | Not available | Not available | Not available | Not available | Not available | Not available | Not available | Not available | Not available | Not available | Not available | Colocation | Not available | Not available | Not available | Not available | Not available | Not available | Not available | Not available | Yes | BCA Green Mark | The energy standards mentioned in the text are "GRI 2021 Standards." | Public Utilities Board (“PUB”)’s Mandatory Water Efficiency Labelling Scheme and Voluntary Water Efficiency Labelling Scheme. | Not available | Not available
28 | airtrunk-sustainability-report-2022-online.pdf |  | X | [5 empty] | 2022 | AirTrunk Singapore - SGP1 | AirTrunk | Yes | Yes | Yes (Sustainability Report) | No | not available | Not available | Not available | The cities where the data centers are located are: - Sydney - Melbourne - Tokyo - Singapore - Hong Kong | The data centers are located in Sydney (SYD1, SYD2), Melbourne (MEL1), Singapore (SGP1), and Hong Kong (HKG1). | Australia | Active | not available | Not available | Not available | Yes | Yes | Not available | Not available | Yes | Not available | Not available | Yes | Not available | Not available | Yes | Not available | Not available | Not available | Yes, operations contractors at our data centres in operation, such as security and facility management teams, are included. However, specific working hours such as 24/7 are Not availablet mentioned. | Not available | Not available | Not available | Not available | Not available | Not available | Not available | Not available | ISO 45001:2018, ISO 9001:2015, ISO 27001:2013 | ISO 27001, ISO 45001, and ISO 9001 | Not available | Not available | Not available | Not available | Not available | Not available | The type of facility mentioned in the text is "hyperscale." | Not available | Not available | Not available | Not available | Not available | 0.84 | Not available | Not available | Yes | Not available | Not available | Not available | ISO 27001:2013 SOC 2 Type 2 | Not available
28 | AirTrunk-FY23-Sustainability-Report-FINAL-Online.pdf |  | X | [6 empty] | AirTrunk Singapore - SGP1 | AirTrunk | Yes | Yes | Yes (Sustainability Report) | No | not available | AirTrunk | Not available | Not available | The data centers mentioned are located in the following regions: - SYD (Sydney) - MEL (Melbourne) - SGP (Singapore) - HKG (Hong Kong) | Australia, Singapore, Hong Kong | not available | not available | Not available | Not available | Not available | Not available | Yes | Not available | Yes | Not available | Not available | Yes | Not available | Not available | Yes | Not available | Not available | Not available | Not available | Not available | Not available | Not available | Not available | Not available | Not available | Not available | Not available | ISO 14001:2015 ISO 45001 | ISO 45001, ISO 9001, and ISO 14001. | Not available | Not available | Not available | Not available | Not available | Not available | hyperscaler | Not available | Not available | 1.32 | Not available | The cooling systems mentioned are: - Indirect evaporative cooling (IEC) - Direct-to-chip liquid cooling | 0.10 | Not available | Not available | Yes | Not available | Not available | Not available | Not available | Not available
29 | ibx_sg4_en_feb2021.pdf |  |  |  |  | X |  |  | 2021 | Equinix SG4 | Equinix | Yes | Yes | No | Yes | SG2SG2, SG4SG4, SG5SG5, SG3SG3 | Equinix | 7, Tai Seng DriveSG4 Singapore IBX® Data Center Singapore 535218 | Singapore | Singapore | Singapore | Active | not available | Yes | Not available | Yes | Not available | Not available | Not available | Not available | Not available | Yes | Yes | Not available | Not available | Yes | Yes | Not available | Yes | Yes, 24/7 on-site security officers. | Yes | Yes | Yes | Not available | 2N | N+1 water-cooled chillers | N+2 MV genset ring | Not available | - ISO 27001 - PCI DSS - SOC 1 Type - SOC 2 Type - SS 564 | - ISO 27001 - PCI DSS - SOC 1 Type - SOC 2 Type - SS 564 | Raised | 45,424 ft2 | The colocation space mentioned in the text is 45,424 ft2 (4,220 m2). | 7-story | 10-12.5 kN/m2 | Not available | Colocation | UPS Configuration 2N Standby Power Configuration N+2 MV genset ring | Not available | Not available | Not available | N+1 water-cooled chillers | Not available | 45,424 ft2 (4,220 m2) | Not available | Yes | BCA Green Mark GoldPlus Award | Not available | Not available | - ISO 27001 - PCI DSS - SOC 1 Type - SOC 2 Type - SS 564 | The security systems in use are: - 24/7 on-site security officers - Biometric readers (in common areas) - Additional biometric readers (optional) - PIN & card readers - CCTV surveillance with 30-day retention - Motion detection - Man trap entry - Perimeter fence
31 | keppel-ltd-ar2023-connectivity.pdf |  |  | X |  |  | X |  | 2024 | Keppel DC Singapore 2 (SGP2) | Keppel Data Centres | No | Yes | Yes (Annual Report) | No | The names of the data centers mentioned in the text are: - Keppel DC Singapore 7 - Keppel DC Singapore 8 | Keppel DC Singapore 7 | Not available | Singapore | Genting Lane | Singapore | Active | 2023 | Not available | Not available | Not available | Not available | Not available | Not available | Not available | Not available | Not available | Not available | Not available | Not available | Not available | Not available | Not available | Not available | Not available | Not available | Not available | Not available | Not available | Not available | Not available | Not available | Not available | Not available | Not available | Not available | Not available | Not available | Not available | Not available | Not available | Not available | Hydrogen and solar energy | The renewable energy power generation capacity mentioned for DataPark+ is 1 GW. | Not available | Hydrogen and solar energy. | seawater cooling system | Not available | Not available | Not available | Yes | Not available | Not available | Not available | Not available | Real-time security surveillance and management solutions at sea.
31 | 923b9ded-922d-43a7-bdea-59167b0c73b1.pdf |  |  |  |  | X |  |  | 2020 | Keppel DC Singapore 2 (SGP2) | Keppel Data Centres | Yes | Yes | No | Yes | SGP 3 | Keppel Data Centres | Not available | Tampines | Tampines | Singapore | Not available | not available | Not available | Not available | Yes | Yes | Yes | Not available | Yes | Yes | Not available | Not available | Not available | Not available | Not available | Yes | Yes | Yes | Yes, 24/7. | Not available | Yes | Yes | Not available | Not available | Not available | Not available | ISO 50001 | ISO 9001, 14001, 27001, 45001, 46001, 50001 | - ISO 9001 - ISO 14001 - ISO 27001 - ISO 45001 - ISO 46001 - ISO 50001 | Not available | Not available | Not available | 5-storey building with a 4-storey annex block | Up to 10 kN/sqm | The slab to slab height mentioned in the text is up to 4.5 m. | Not available | Incoming feed | Not available | Not available | Not available | Not available | Not available | 106,726 sqft | Not available | Yes | A Singapore BCA-IMDA Green Mark Award (Goldplus) facility | Not available | SS 564 | ISO 27001 | The security systems in use are: - 24/7 onsite security force with mandatory personnel and vehicle checks - 24/7 CCTV monitoring - Anti-climb perimeter fencing and vehicle trap system - Access control with 2-factor authentication and man trap entry - Integrated visitor management system
31 | kdcr-sr20.pdf |  | X | [6 empty] | Keppel DC Singapore 2 (SGP2) | Keppel Data Centres | Yes | Yes | Yes (Sustainability Report) | No | 1. Keppel DC Singapore 1 (KDC SGP 1) 2. Keppel DC Singapore 2 (KDC SGP 2) 3. Keppel DC Singapore 3 (KDC SGP 3) 4. Keppel DC Singapore 4 (KDC SGP 4) 5. Keppel DC Singapore 5 (KDC SGP 5) 6. Basis Bay Data Centre (Basis Bay DC) 7. Gore Hill Data Centre (Gore Hill DC) 8. Keppel DC Dublin 1 (KDC DUB 1) 9. Keppel DC Dublin 2 (KDC DUB 2) 10. maincubes Data Centre 11. Kelsterbach Data Centre 12. Milan Data Centre 13. Almere Data Centre 14. Amsterdam Data Centre | Keppel DC REIT | Not available | Singapore, Malaysia, Australia, Ireland | United Kingdom, Germany, Italy, Netherlands, Singapore, Malaysia, Australia, Ireland. | United Kingdom, Germany, Italy, Netherlands, Singapore, Malaysia, Australia, Ireland. | Not available | Not available | Not available | Not available | Yes | Not available | Yes | Not available | Yes | Yes | Not available | Not available | Not available | Not available | Not available | Yes | Not available | Yes | Yes, the data center has robust round-the-clock physical security systems, which implies onsite security staff are present 24/7. | Not available | Not available | Not available | Not available | Not available | Not available | The provided context does Not availablet specify the type of standby power redundancy in the data center, such as n+1 or any other configuration. Therefore, the answer is 'Not available'. | Not available | ISO 14001:2015 ISO 9001:2015 ISO 50001:2011 | 1. ISO 14001:2015 Environmental Management Systems 2. ISO 45001:2018 Occupational Health and Safety Management Systems 3. ISO 50001:2011 Energy Management System 4. ISO 9001:2015 Quality Management System 5. ISO/IEC 27001:2013 Information Security Management System | Not available | Not available | Not available | Not available | Not available | Not available | Colocation | Not available | Not available | Not available | Not available | Not available | Not available | Not available | Not available | Yes | Not available | The energy standards mentioned in the text are: - SS 564 Part-1:2013 Energy & Environment Management System - ISO 50001:2011 Energy Management System | Not available | ISO/IEC 27001:2013 Information Security Management System | The security systems mentioned in the text are: - Robust round-the-clock physical security systems - State-of-the-art fire protection systems
32 | b251e2c4-e56a-4830-a695-3f7460496843.pdf |  |  |  |  | X |  |  | 2020 | Keppel DC Singapore 1 (SGP1) | Keppel Data Centres | Yes | Yes | No | Yes | not available | Keppel Data Centres | Not available | Serangoon North | Serangoon North | Singapore | Not available | not available | Not available | Not available | Yes | Yes | Yes | Not available | Yes | Yes | Not available | Not available | Not available | Not available | Not available | Yes | Yes | Yes | Yes, 24/7. | Not available | Yes | Yes | Not available | Not available | The information provided does Not availablet specify the type of redundancy for the cooling system in terms of an "n+1" format or similar. Therefore, the answer is "Not available" | Not available | Not available | ISO 9001, 14001, 27001, 45001, 46001, 50001 | - ISO 9001 - ISO 14001 - ISO 27001 - ISO 45001 - ISO 46001 - ISO 50001 | Not available | Not available | Not available | 6-storey building | 15 kN/sqm | Up to 5.7 m | Not available | Not available | Not available | Not available | Not available | Not available | Not available | The gross floor area of the building is 225,945 sqft. | Not available | Yes | Not available | Not available | Not available | - ISO 27001 - TIA 942 Rated 3 - SS 564, 507 | The security systems in use are: - 24/7 onsite security force with mandatory personnel & vehicle checks - 24/7 CCTV monitoring - Anti-climb perimeter fencing and vehicle trap system - Access control with 2-factor authentication and man trap entry
32 | 494358_1. Report to Shareholders 2017.pdf |  | X | X |  |  |  |  | 2018 | Keppel DC Singapore 1 (SGP1) | Keppel Data Centres | Yes | Yes | Yes (Sustainability Report) | No. | 1. Basis Bay Data Centre 2. Gore Hill Data Centre 3. Intellicentre 2 Data Centre 4. iseek Data Centre | The data center operator mentioned in the text is Keppel DC. | The full address of the data center mentioned in the text is: Ty Cynnal, Dunleavy Drive, Celtic Gateway, Cardiff CF110SW, United Kingdom | The city where the data center is located is Almere. | Asia Pacific | The data centers mentioned are located in the following countries: - Malaysia - United Kingdom | Not available | not available | Not available | Not available | Yes | Yes | Not available | Not available | Not available | Not available | Not available | Not available | Not available | Not available | Not available | Not available | Not available | Not available | Not available | Not available | Not available | Not available | Not available | Not available | Not available | Not available | Not available | ISO/IEC 27001:2013 | ISO/IEC 27001:2013 – Information Security Management System (ISMS) SS 564 – Green Data Centres – Energy and Environmental Management System | Not available | 93,318 sq ft | Not available | Not available | Not available | Not available | Colocation | Dynamic Rotary Uninterruptible Power Systems (DRUPS) | Not available | Not available | Not available | Efficient cooling systems | Not available | The Gross Floor Area (sq ft) for the facilities/buildings are as follows: - 225,945 - 106,726 - 133,878 - Not available - 34,848 - Not available - 125,044 - 76,747 - Not available - Not available If you need more specific details or additional information, please let me kNot availablew! | Not available | Yes | BCA Green Mark certificate SS 564 – Green Data Centres – Energy and Environmental Management System | Not available | SS 577:2012 Water Efficiency Management System (WEMS) | ISO/IEC 27001:2013 – Information Security Management System (ISMS) | ISO/IEC 27001:2013 – Information Security Management System (ISMS)
33 | NYSE_RAX_2021.pdf |  | X | [5 empty] | 2021 | Rackspace Singapore | Rackspace Hosting | No | Yes | Yes (ESG Report) | No | not available | not available | Not available | Not available | Not available | Not available | Active | not available | Not available | Not available | Yes | Not available | Yes | Not available | Not available | Not available | Not available | Not available | Not available | Not available | Not available | Yes | Not available | Yes | Yes, 24/7 | Yes | Yes | Not available | Not available | N+1 | N+1 | N+1 | Not available | ISO 14001 | ISO 27001 | Not available | Not available | Not available | Not available | Not available | Not available | Not available | The power systems mentioned in the text are: - Dual power paths - Uninterruptable power supplies (N+1 or greater) - Diesel generators | Not available | Not available | Not available | Open air free cooling | Not available | Not available | Not available | Yes | Not available | ISO 14001 | Not available | ISO 9001, ISO/IEC 27001 | The security systems mentioned in the text are: - Advanced Monitoring & Resolution for Security - Application Security: Protection against web application breaches using enterprise-class WAF, DDoS
33 | NYSE_RAX_2015.pdf |  |  | X |  |  |  |  | 2016 | Rackspace Singapore | Rackspace Hosting | No | Yes | Yes (Annual Report) | No | not available | Not available | Not available | not available | The data centers are located in Texas, Virginia, Illinois, the U.K., Hong Kong, and Australia. | The data centers are located in the U.S., the U.K., Hong Kong, and Australia. | Active | not available | Not available | Not available | Not available | Not available | Not available | Not available | Not available | Not available | Not available | Not available | Not available | Not available | Not available | Not available | Not available | Not available | Not available | Not available | Not available | Not available | Not available | Not available | Not available | Not available | Not available | Not available | Not available | Not available | Not available | Not available | 5th | Not available | Not available | Colocation | The power systems mentioned in the text are "generators" and "uninterruptible power supply ('UPS')." | Not available | Not available | Not available | Not available | Not available | Not available | Not available | Not available | Not available | Not available | Not available | Not available | Not available
34 | kddi_sir2023_e_p.pdf |  | X | X |  |  |  |  | 2023 | TELEHOUSE Singapore | KDDI Corporation | No | No | Yes (Sustainability Report) | No | not available | TELEHOUSE | Not available | Toronto, Canada | Toronto, Canada | The countries mentioned where the data centers are located include: 1. Canada 2. United States (U.S.A.) 3. United Kingdom (London) 4. France 5. Thailand | Active | 2023 | Not available | Not available | Not available | Not available | Not available | Not available | Not available | Not available | Not available | Not available | Not available | Not available | Not available | Not available | Not available | Not available | Not available | Not available | Not available | Not available | Not available | Not available | Not available | Not available | Not available | Not available | Not available | Not available | Not available | Not available | Not available | Not available | The floor to ceiling height of the building is Not availablet mentioned in the text provided. Therefore, the answer is 'Not available'. | Not available | Not available | Not available | Not available | Not available | immersion cooling | Not available | Not available | Not available | Yes | Not available | Not available | Not available | Not available | Security systems mentioned in the text include: - Security gate - Automatic lock
34 | kddi_sir2022_e.pdf |  | X | X |  |  |  |  | 2023 | TELEHOUSE Singapore | KDDI Corporation | No | Yes | Yes (Sustainability Report) | No | TELEHOUSE | not available | Not available | Tokyo | London, U.K. | The data centers mentioned are located in the United States and the United Kingdom. | Not available | not available | Not available | Not available | Not available | Not available | Not available | Not available | Not available | Not available | Not available | Not available | Not available | Not available | Not available | Not available | Not available | Not available | Not available | Not available | Not available | Not available | Not available | Not available | Not available | Not available | Not available | Not available | Not available | Not available | Not available | Not available | Not available | Not available | Not available | Not available | Not available | Not available | 1.1 | The text mentions "next-generation solar cells" as a low-carbon techNot availablelogy inNot availablevation. | liquid immersion cooling system | Not available | Not available | Not available | Yes | Not available | Not available | Not available | ISMS | Not available
34 | report2021_en.pdf |  | X | [5 empty] | 2022 | TELEHOUSE Singapore | KDDI Corporation | No | Yes | Yes (Sustainability Report) | No | "TELEHOUSE TOKYO Tama5" | Not available | Not available | TELEHOUSE TOKYO Tama5 is located in Tokyo. | Tokyo | Not available | Not available | 2020 | Not available | Yes | Yes | Not available | Yes | Not available | Not available | Not available | Not available | Not available | Not available | Not available | Not available | Not available | Not available | Not available | Not available | Not available | Not available | Not available | Not available | Not available | Not available | Not available | Not available | Not available | Not available | Not available | Not available | Not available | Not available | Not available | Not available | Not available | Not available | Not available | Not available | Not available | Immersion cooling equipment | Not available | Not available | Not available | Yes | Not available | The energy standards mentioned in the text are: - ISO 26000 - JIS Z 26000 - GRI 302: Energy 2016 | Not available | ISMS (Information Security Management System) | Not available
34 | report2020_en-interactive.pdf |  | X | [5 empty] | 2021 | TELEHOUSE Singapore | KDDI Corporation | No. | Yes | Yes (Sustainability Report) | No | TELEHOUSE | Not available | Not available | Not available | Not available | not available | Active | Not available | Not available | Yes | Yes | Not available | Yes | Not available | Not available | Not available | Not available | Not available | Not available | Not available | Not available | Not available | Not available | Not available | 24 / 7 monitoring of external attacks by specialists | Not available | Not available | Not available | Not available | Not available | Not available | n+1 | Not available | Not available | Not available | Not available | Not available | Not available | Not available | Not available | Not available | Not available | wind and solar power | Not available | Not available | The low-carbon techNot availablelogy inNot availablevations mentioned in the text are: - Outdoor lights that use wind and solar power - A next-generation vehicle operation management service that combines telecommunications with cloud techNot availablelogies - Monitors water level in each restroom utilizing IoTs | Not available | Not available | Not available | Not available | Yes | Not available | ISO 26000, JIS Z 26000 | Not available | ISO 26000, JIS Z 26000 | Not available
34 | TELEHOUSE_Singapore.pdf |  |  |  |  | X |  |  | 2011 | TELEHOUSE Singapore | KDDI Corporation | Yes | Yes | No | Yes | Telehouse data center | Telehouse | Not available | Singapore | The specific region where the data center is located is not mentioned in the provided text. Therefore, the answer is "Not available" | Singapore | Active | not available | Yes | Not available | Not available | Not available | Not available | Not available | Not available | Not available | Not available | Not available | Not available | Not available | Not available | Yes | Not available | Yes | Yes, 24/7. | Yes | Not available | Not available | Not available | 2N | N+2 | N+1 | Not available | Not available | Not available | Raised floor | Not available | Not available | Not available | 824kg/m² | Not available | Colocation | The power systems mentioned are: - 2N UPS system - N+1 oil driven private generators | Not available | Not available | Not available | The cooling system in use by the data center is described as "latest high volume air-conditioning system." | Not available | Not available | Not available | Not available | Not available | Not available | Not available | Not available | The security systems in use at Telehouse Singapore are: - 24-hour on-site personnel monitoring security of premises - 24/7 CCTV surveillance cameras - Biometric sensor verifies identity by using vein patterns, located at entrance to colocation space - Single-point entry
35 | STT GDC Inaugural ESG Report_2020.pdf |  | X | [5 empty] | 2021 | STT Defu 3 | ST Telemedia Global Data Centres | No. | Yes | Yes (ESG Report) | No | ST Telemedia Global Data Centres | ST Telemedia Global Data Centres | Not available | Delhi | Korea | India, Singapore, Thailand | Not available | Not available | Yes | Not available | Not available | Not available | Yes | Not available | Yes | Yes | Not available | Not available | Not available | Not available | Not available | Not available | Not available | Yes | Yes, 24/7 | Not available | Not available | Not available | Not available | Not available | Not available | Not available | Not available | ISO 14001 – Environmental Management System ISO 50001 – Energy Management | ISO 45001 | Not available | 11,000 sqft | Not available | Not available | Not available | Not available | Colocation | Not available | Not available | Not available | The low-carbon techNot availablelogy inNot availablevations mentioned are: - energy efficient cooling - renewable energy - sustainable energy storage - reverse osmosis - air-cooled chillers - rainwater consumption | The cooling systems mentioned are: - Reverse osmosis (RO) plant - Air-cooled chillers | Not available | 11,000 sqft | Not available | Yes | Not available | Not available | Not available | International data centre and cybersecurity certifications | The security systems mentioned in the text are: - Intrusion detection - Physical access controls - 24x7 CCTV monitoring
36 | CapitaLand-Ascendas-REIT-AR2023.pdf |  |  | X |  |  |  |  | 2024 | Telepark | CapitaLand Data Centre | Yes | Yes | Yes (Sustainability Report) | No | not available | Not available | Not available | The cities where the data centers are located are: - Amsterdam, The Netherlands - Geneva, Switzerland - London, United Kingdom - Manchester, United Kingdom - Paris, France | Geneva, Switzerland | The data centers mentioned are located in the following countries: - The Netherlands - Switzerland - United Kingdom - France | Not available | 2004 | Not available | Not available | Not available | Not available | Not available | Not available | Not available | Not available | Not available | Not available | Not available | Not available | Not available | Not available | Not available | Not available | Not available | Not available | Not available | Not available | Not available | Not available | Not available | Not available | Not available | Not available | Not available | Not available | Not available | Not available | Not available | Not available | Not available | Not available | Not available | The renewable energy power generation capacity available on-site from solar installations in Singapore is projected to generate more than 23 GWh per year. | Not available | Not available | Not available | Not available | Not available | Not available | Yes | The green building standards mentioned are: - 3.0 Stars NABERS Energy Rating - 5-Star Green Star Rating - BCA Green Mark GoldPLUS - 6-Star Green Star - 5.5-Star NABERS - BREEAM rating | Not available | Not available | Not available | Not available
36 | 20240320_172452_A17U_FBR4QTNDKTX21ORP.1.pdf | [5 empty] | X |  | 2024 | Telepark | CapitaLand Data Centre | Yes | Yes | Yes (Sustainability Report) | No | Not available | Not available | Not available | Manchester, London, Paris | Manchester, London, Paris | United Kingdom, France | Active | 2023 | Not available | Not available | Not available | Not available | Not available | Not available | Not available | Not available | Not available | Not available | Not available | Not available | Not available | Not available | Not available | Not available | Not available | Not available | Not available | Not available | Not available | Not available | Not available | Not available | Not available | Not available | Not available | Not available | Not available | Not available | Not available | Not available | Not available | Not available | Not available | Not available | Not available | Not available | Not available | Not available | 89,043 sqm | Not available | Yes | Green Mark GoldPLUS certification or equivalent | The energy standards mentioned in the text are: - Singapore – Green Mark GoldPLUS certification or equivalent - Overseas – certification by a green rating system administered by a national government ministry/agency or a World Green Building Council (WGBC) recognised Green Building Council. | Not available | bizSAFE | Not available
36 | CLI-Global-Sustainability-Report-2023.pdf |  | X | [5 empty] | 2024 | Telepark | CapitaLand Data Centre | No. | No. | Yes (Sustainability Report) | No | not available | Not available | Not available | Not available | Not available | Not available | Not available | Not available | Not available | Not available | Not available | Not available | Yes | Not available | Not available | Not available | Not available | Not available | Not available | Not available | Not available | Yes | Not available | Not available | Not available | Not available | Not available | Not available | Not available | Not available | Not available | Not available | Not available | Not available | ISO 14001 – Environmental Management ISO 45001 – Occupational Health and Safety Management ISO 26000 – Guidance on Social Responsibility | Not available | Not available | Not available | Not available | Not available | Not available | Not available | Not available | Not available | Not available | 1. Micro-wind turbines 2. Waste-to-energy solutions 3. Solar photovoltaic (PV) 4. Building integrated PV 5. Carbon dioxide mineralised concrete techNot availablelogy | district cooling system | Not available | Not available | Not available | Not available | The green building standards mentioned are: - Certification by a green rating system administered by a national government ministry/agency/a Green Building Council recognised by the World Green Building Council. - Completing 3 out of 4 available Office NABERS rating is a Green Building Certification in GRESB. | The energy standards mentioned in the text are: - IF-RE-130a.1 Energy consumption data coverage as a percentage of total floor area, by property subsector - IF-RE-130a.2 (1) Total energy consumed by portfolio area with data coverage, (2) percentage grid electricity, and (3) percentage renewable, by property subsector - IF-RE-130a.3 Like-for-like percentage change in energy consumption for the portfolio area with data coverage, by property subsector | Not available | Not available | Not available
36 | CLI-Global-Sustainability-Report-2022.pdf |  | X | [5 empty] | 2023 | Telepark | CapitaLand Data Centre | No | No. | Yes (Sustainability Report) | No | Not available | Not available | Not available | Not available | Not available | Not available | Not available | not available | Not available | Not available | Not available | Not available | Not available | Not available | Yes | Not available | Not available | Not available | Not available | Not available | Not available | Not available | Not available | Not available | Not available | Not available | Not available | Not available | Not available | Not available | Not available | Not available | Not available | Not available | Not available | Not available | Not available | 230,000 sqm | Not available | Not available | Not available | Not available | Not available | Not available | Not available | - Micro-wind turbines - Waste-to-energy solutions - Building integrated PV | District cooling network | Not available | Not available | CLI, tenants, contractors, suppliers, communities, customers, investors | Yes | Not available | Not available | Not available | Not available | Not available
36 | CLDC Factsheet.pdf |  |  |  |  | X |  |  | 2023 | Telepark | CapitaLand Data Centre | No | Yes | No | Yes | 1. CapitaLand Data Centre Chennai 1 2. CapitaLand DC ITPB, Bangalore 3. CapitaLand DC ITPH, Hyderabad | CapitaLand | Not available | Chennai and Bangalore. | The data centers are located in Chennai and Bangalore, India. | India | Not available | Not available | Not available | Not available | Not available | Not available | Not available | Not available | Not available | Not available | Not available | Not available | Not available | Not available | Not available | Yes | Not available | Yes | Yes, 24/7 onsite security personnel. | Not available | Not available | Not available | Not available | N+1 | N+4 | N+1 | Not available | Not available | Not available | Raised Floor | Not available | Not available | 12 data halls | The DC Hall floor loading mentioned in the text is 2,000 kg / sq mt. | The slab-to-slab heights mentioned in the text are as follows: - 7.3 metres - 7.3 metres - 7.2 metres - 7.3 metres | Not available | N+1 power backup with dual sync panel | Not available | Not available | The low-carbon techNot availablelogy inNot availablevations mentioned are: - high efficiency chillers - water ecoNot availablemization - solar panels | The cooling systems mentioned are: - Air-cooled chillers - CRAC units | The Water Usage Effectiveness (WUE) of the data center is Not availablet mentioned in the provided context. Therefore, the answer is "Not available" | Not available | Not available | Yes | The green building standards mentioned are: - high efficiency chillers - water ecoNot availablemization - intelligent energy and infrastructure management - solar panels | LEED Gold certification | Water ecoNot availablemization | Not available | The security systems mentioned are: - Min. 7-layers security system
38 | CLAR-Integrated-Sustainability-Report-2023.pdf |  | X | [5 empty] | 2024 | 9 Tai Seng Data Centre | CapitaLand Data Centre | No. | Yes | Yes (Sustainability Report) | No | The names of the data centers mentioned in the text are: - Techlink - Techpoint - Techview - UBIX | Not available | Not available | Singapore | Singapore | Singapore | Active | Not available | Not available | Not available | Yes | Yes | Yes | Not available | Yes | Not available | Not available | Not available | Not available | Not available | Not available | Not available | Not available | Not available | Not available | Not available | Not available | Not available | Not available | Not available | Not available | Not available | Not available | Not available | ISO 14001, ISO 31000, ISO 45001, ISO 27001, ISO 9001 | Not available | Not available | Not available | Not available | Not available | Not available | Not available | Not available | Not available | Not available | Not available | The cooling system mentioned in the text is "district cooling." | Not available | Not available | Not available | Yes | The green building standards mentioned in the text are: - Singapore – Green Mark GoldPLUS certification or equivalent. - Overseas – certification by a green rating system administered by a national government ministry / agency or a World Green Building Council (WGBC) recognized Green Building Council. | Not available | Not available | ISO 9001, ISO 14001, bizSAFE Level 3, NEA Clean Mark Silver | Not available
38 | CapitaLand_DC_Brochure.pdf | [5 empty] | X |  | 2023 | 9 Tai Seng Data Centre | CapitaLand Data Centre | No. | Yes | Yes (ESG report) | No | Not available | CapitaLand | Not available | Shanghai, Beijing, Seoul, Singapore, London, Manchester, Paris, Geneva, Amsterdam, Mumbai, Hyderabad, Bangalore, Chennai. | not available | The countries where the data centers are located are: - China - South Korea - Singapore - Europe (specific countries within Europe mentioned are the United Kingdom, France, Switzerland, and the Netherlands) - India | Not available | Not available | Yes | Not available | Yes | Yes | Yes | Not available | Not available | Not available | Not available | Not available | Not available | Not available | Not available | Not available | Not available | Yes | Highly secured with multiple security layers | Not available | Yes | Not available | Not available | Not available | Not available | Not available | Not available | Not available | Not available | Not available | Not available | Not available | Not available | Not available | Not available | The type of facility mentioned in the text is "colocation." | Not available | Not available | Not available | 1. High efficiency electrical systems 2. Ultra-efficient chiller systems 3. "Free-cooling" ecoNot availablemizer techNot availablelogy 4. On-site renewable energy generation 5. Smart monitoring and analysis of energy use 6. Rainwater harvesting 7. Grey-water recycling 8. Integrated rainwater harvesting & energy recovery systems | The cooling system mentioned is "free-cooling" ecoNot availablemizer techNot availablelogy. | Not available | Not available | Not available | Yes | Not available | Not available | Not available | Not available | Not available
38 | CapitaLand-Ascendas-REIT-FY2022-Independent-Market-Study-Report.pdf | [5 empty] | X |  | 2023 | 9 Tai Seng Data Centre | CapitaLand Data Centre | No | Yes | Yes (Annual Report) | No | Stratus Data Centres Kao Data London Data Center Sales7 Global Foundries Singapore Pte Ltd Woodlands Industrial Park | Kao Data | Not available | Singapore | United Kingdom/Europe | United Kingdom/Europe | Not available | Not available | Not available | Not available | Not available | Not available | Not available | Not available | Not available | Not available | Not available | Not available | Not available | Not available | Not available | Not available | Not available | Not available | Not available | Not available | Not available | Not available | Not available | Not available | Not available | Not available | Not available | Not available | Not available | Not available | Not available | Not available | Not available | Not available | The building floor to ceiling height mentioned in the text is 28’. | Not available | Not available | Not available | Not available | Not available | Not available | Not available | 39.2 million sq ft | Wilmar Distribution Pte. Ltd. | Not available | Not available | Not available | Not available | Not available | Not available
38 | NR_CapitaLand-SP-Sembcorp-to-study-use-of-integrated-energy-solutions-to-green-data-centres.pdf | [5 empty] | X |  | 2020 | 9 Tai Seng Data Centre | CapitaLand Data Centre | Yes | Yes | No | No | not available | Not available | The full address of the data center mentioned in the text is 9 Tai Seng Drive. | Singapore | Tai Seng | Singapore | Active | Not available | Not available | Not available | Not available | Not available | Not available | Not available | Not available | Not available | Not available | Not available | Not available | Not available | Not available | Not available | Not available | Not available | Not available | Not available | Not available | Not available | Not available | Not available | Not available | Not available | Not available | Green Mark Platinum | Not available | Not available | Not available | Not available | Not available | Not available | Not available | Not available | Not available | The renewable energy power generation capacity available on-site, as mentioned in the text, is over 10,292 megawatt hours of energy annually from the solar panels installed atop CapitaLand’s six industrial properties. | Not available | The low-carbon techNot availablelogy inNot availablevations mentioned in the text are: - solar photovoltaic - green hydrogen - energy storage | Not available | Not available | Not available | Not available | Yes | Green Mark Platinum for data centres | Not available | Not available | Not available | Not available
39 | kdcreit-dec-204-investor-presentation.pdf | [5 empty] | X |  | 2024 | Keppel DC Singapore 7 (SGP7) | Keppel Data Centres | Yes | Yes | Yes (ESG Report) | No | Cardiff Data Centre GV7 Data Centre London Data Centre Basis Bay Data Centre Almere Data Centre | Keppel DC REIT | Not available | Almere | Almere, The Netherlands | The Netherlands | Active | not available | Not available | Not available | Not available | Not available | Not available | Not available | Not available | Not available | Not available | Not available | Not available | Not available | Not available | Not available | Not available | Not available | Not available | Not available | Not available | Not available | Not available | Not available | Not available | Not available | Not available | Not available | Not available | Not available | Not available | Not available | Not available | Not available | The size of the building's floor to ceiling height is Not availablet mentioned in the text provided. Therefore, the answer is 'Not available'. | Colocation | Not available | Not available | Not available | Not available | Not available | Not available | Not available | Not available | Not available | The green building standards mentioned are: - Green Star designation - LEED v4.1 Operations + Maintenance (O+M) Gold certification - BCA Green Mark certifications | The energy standards mentioned in the text are: - Introduce renewable energy (RE) to ≥ 50% of colocation assets by 2030 - Achieve ≥ 10% reduction in effective Power Usage Effectiveness (PUE) for colocation assets that undergo major asset enhancement works, by 2025 from 2019 | Not available | Not available | Not available
39 | keppel-corporation-ar-22-operating-and-market-review.pdf | [5 empty] | X |  | 2023 | Keppel DC Singapore 7 (SGP7) | Keppel Data Centres | Yes | Yes | Yes (Annual Report) | No | Huailai Data Centre | Keppel T&T | Not available | Greater Beijing | Genting Lane | Singapore | Not available | not available | Not available | Not available | Not available | Not available | Not available | Not available | Not available | Not available | Not available | Not available | Not available | Not available | Not available | Not available | Not available | Not available | Not available | Not available | Not available | Not available | Not available | Not available | Not available | Not available | Not available | Not available | Not available | Not available | Not available | Not available | Not available | Not available | Not available | Not available | Not available | Not available | Not available | The low-carbon techNot availablelogy inNot availablevations mentioned in the text are: - Floating Data Centre Module - Hydrogen production - Low-carbon energy hub - Low-carbon ammonia/hydrogen - Carbon capture utilisation and sequestration (CCUS) | chilled water systems | Not available | Not available | Not available | Yes | Green Mark Platinum (Zero Energy) | Not available | Not available | Not available | Not available
39 | keppel-corporation-ar-22-connectivity.pdf |  |  | X |  |  | X |  | 2023 | Keppel DC Singapore 7 (SGP7) | Keppel Data Centres | Yes | Yes | Yes (Annual Report) | No | Not available | Keppel T&T | Not available | Singapore | Genting Lane | Singapore | Not available | Not available | Not available | Not available | Not available | Not available | Not available | Not available | Not available | Not available | Not available | Not available | Not available | Not available | Not available | Not available | Not available | Not available | Not available | Not available | Not available | Not available | Not available | Not available | Not available | Not available | Not available | Not available | Not available | Not available | Not available | Not available | Not available | Not available | Not available | Not available | Not available | Not available | Not available | The low-carbon techNot availablelogy inNot availablevations mentioned in the text are: - Floating Data Centre Module - hydrogen production - low-carbon energy hub - microgrid system | Not available | Not available | Not available | Not available | Yes | Not available | Not available | Not available | Not available | Not available
40 | gshl-green-bond-allocation-report-october-2021.pdf | [5 empty] | X |  | 2021 | Global Switch Singapore Woodlands | Global Switch | Yes | Yes | No | No | Not available | Global Switch | Not available | Hong Kong, Frankfurt, Singapore. | Woodlands | The data centers mentioned are located in Hong Kong, Singapore, and the Netherlands (Amsterdam). | Active | not available | Not available | Not available | Yes | Yes | Yes | Not available | Yes | Yes | Not available | Not available | Not available | Not available | Not available | Not available | Not available | Not available | Not available | Not available | Not available | Not available | Not available | Not available | Not available | Not available | ISO 50001 | ISO 9001, 14001, 27001, 45001, 50001 | ISO 9001, 14001, 27001, 45001, 50001 | Not available | Not available | Not available | Here are the number of building floors/halls mentioned in the text for each location: - Global Switch Hong Kong: Not available - Global Switch Singapore, Woodlands: six floors - Global Switch Frankfurt Not availablerth: three levels of technical space For the other locations, the number of floors/halls is Not availablet mentioned. | Not available | Not available | Not available | Not available | Not available | 1.1 | Not available | Not available | Not available | - Global Switch Singapore Woodlands: 25,157 sq m - Global Switch Frankfurt Not availablerth: 11,862 sq m - Global Switch Amsterdam East: 32,000 sq m - Global Switch London Not availablerth: 23,439 sq m | Not available | Yes | ISO 9001, 14001, 27001, 45001, and 50001. | The energy standards mentioned in the text are: - Building Research Establishment Environmental Assessment Method (BREEAM) ‘Very Good’ rating - Leadership in Energy and Environmental Design (LEED) Platinum - Hong Kong Green Building Council’s BEAM Plus Gold rating | Not available | Not available | Not available
40 | global-switch-technical-specification-singapore-woodlands.pdf |  |  |  |  | X |  |  |  | Global Switch Singapore Woodlands | Global Switch | Yes | Yes | No | Yes | Amsterdam Campus | Global Switch | Not available | Amsterdam and Singapore. | Amsterdam | United Kingdom | Active | Not available | Not available | Not available | Yes | Yes | Not available | Not available | Not available | Not available | Not available | Not available | Not available | Not available | Not available | Not available | Not available | Yes | Yes, 24/7. | Yes | Not available | Yes | Not available | N+2 and N+1 | N+1 | N+2 and N+1 | Not available | ISO 9001, 14001, 27001, 45001, 50001 | The ISO standards/certificates assigned to the data center are: - ISO 9001 - ISO 14001 - ISO 27001 - ISO 45001 - ISO 50001 | Raised floor | Not available | Not available | Not available | 15kN/m² | The building floor to ceiling height mentioned in the text is 5.4m slab to slab height. | Not available | Diesel Rotary | Not available | Not available | Not available | Chilled water cooling system | Not available | Not available | Not available | Yes | Not available | Not available | Not available | ISO 9001, 14001, 27001, 45001, 50001 | The security systems mentioned in the text are: - Comprehensive intruder detection and alarms to all areas - Perimeter Intrusion Detection system (PIDs) - Operations Centre manned 24x7x365 - Security guard patrols 24x7x365
41 | green-dc-roadmap.pdf | [5 empty] | X | X | 2024 | Racks Central Singapore | Racks Central Pte Ltd | No | No. | Yes (Sustainability Report) | No | Iron Mountain Data Centers | Not available | Not available | Not available | Singapore | Singapore | Active | not available | Not available | Not available | Not available | Not available | Not available | Not available | Not available | Not available | Not available | Not available | Not available | Not available | Not available | Not available | Not available | Not available | Not available | Not available | Not available | Not available | Not available | Not available | Not available | Not available | Not available | Not available | Not available | Not available | Not available | Not available | Not available | Not available | Not available | Not available | Not available | Not available | 1.3 | The low-carbon techNot availablelogy inNot availablevations mentioned are: - Bioenergy - Fuel cells with carbon capture - Low-carbon hydrogen and ammonia - Vertical building integrated photovoltaics/building applied photovoltaics | DCVerse | 2.2 m3/MWh | Not available | Not available | Yes | The green building standards mentioned are: - Tropical DC standard - Green Data Centre Standard (SS 564) - Building and Construction Authority (BCA)-IMDA’s Green | The energy standards mentioned are SS 564. | Mandatory Water Efficiency Management Practices | Not available | Not available
41 | jll-data-center-outlook-global-2024.pdf | [5 empty] | X | X | 2024 | Racks Central Singapore | Racks Central Pte Ltd | No | No | No | No | not available | Not available | Not available | Not available | Ireland | Ireland | Not available | Not available | Not available | Not available | Not available | Not available | Not available | Not available | Not available | Not available | Not available | Not available | Not available | Not available | Not available | Not available | Not available | Not available | Not available | Not available | Not available | Not available | Not available | Not available | Not available | n+1 | Not available | Not available | Not available | Not available | 912 MW | Not available | Not available | Not available | Not available | Colocation | Uninterrupted Power Supply (UPS), redundant power sources, backup generators | Not available | 1.55 | Not available | Liquid cooling | Not available | Not available | Not available | Not available | Not available | Not available | Not available | Not available | Not available
41 | green-data-centre-technology-roadmap.pdf | [5 empty] | X | X | 2014 | Racks Central Singapore | Racks Central Pte Ltd | No. | No. | No | Yes | Not available | Not available | Not available | Singapore | Southeast Asia. | Singapore | Not available | not available | Not available | Not available | Not available | Not available | Not available | Not available | Not available | Not available | Not available | Not available | Not available | Not available | Not available | Not available | Not available | Not available | Not available | Not available | Not available | Not available | Not available | 2N | Not available | The data center uses a 2N topology for UPS architecture, which provides multiple-redundancy. | Not available | Not available | Not available | Not available | Not available | Not available | Not available | Not available | Not available | Not available | Cooling, Electrical Distribution | Not available | 2.07 | Not available | The cooling systems mentioned in the text are: - Direct liquid cooling - Close‐coupled refrigerant cooling - Air and cooling management - Passive cooling - Free cooling | Not available | Not available | Not available | Not available | The green building standards mentioned in the text are: - Singapore Standard 564 (SS564) - IDA‐BCA Green Mark Standard - BCA‐IDA Green Mark for Data Centres | The energy standards mentioned in the text are the IDA‐BCA Green Mark Standard and SS564 (Singapore Standard 564). | WUE™ | Not available | Not available
42 | CGS Data Centre.pdf | [5 empty] | X | X | 2024 | Singtel Tuas DC | Not Available | Yes | No | No | No | Not available | ST Telemedia Global Data Centres (STT GDC) | Not available | Not available | Eastern Economic Corridor (EEC) | Indonesia | Active | Not available | Not available | Not available | Not available | Not available | Not available | Not available | Not available | Not available | Not available | Not available | Not available | Not available | Not available | Not available | Not available | Not available | Not available | Not available | Not available | Not available | Not available | Not available | Not available | Not available | Not available | Not available | Not available | Not available | Not available | Not available | Not available | Not available | Not available | Colocation | Smart grid systems | Not available | 1.47 | Not available | Liquid cooling | Not available | Not available | Not available | Yes | The green building standards mentioned are "Green Mark DC Platinum Certification criteria." | The standards mentioned in the text are: - BCA-IMDA Green Mark for DCs - Standards for IT equipment energy efficiency - Standards for liquid cooling | Not available | Not available | Not available
43 | Relatorio-ESG-2023_ENG-1.pdf |  | X | [5 empty] | 2024 | Ascenix Data Centre | Ascenix Pte Ptd | No | No. | Yes (ESG Report) | No | Not available | Ascenty | Not available | Not available | Latin America | The data centers are located in Brazil, Chile, and Mexico. | Active | not available | Not available | Not available | Not available | Not available | Yes | Not available | Not available | Yes | Not available | Not available | Not available | Not available | Not available | Yes | Not available | Yes | Yes, 24/7 | Not available | Not available | Not available | Not available | Not available | Not available | Not available | ISO 50001, ISO 14001 | ISO 50001, ISO 14001 | - ISO 50001 - ISO 14001 | Not available | Not available | Not available | Not available | Not available | Not available | Not available | Photovoltaic energy generation | The renewable energy power generation capacity available on-site is 14.6 MW per year. | 1.41 | Not available | Not available | 0.039 | Not available | Not available | Yes | Not available | ISO 50001 | ISO 14.001:2015 | ISO27001 | The security systems mentioned in the text are: - CCTV systems - DLP (Dropbox) - Backup - Encryption
43 | ascenix-csp.pdf |  |  |  |  | X |  |  | 2014 | Ascenix Data Centre | Ascenix Pte Ptd | No | No | No | No | not available | not available | not available | not available | not available | not available | not available | not available | Not available | Not available | Not available | Not available | Not available | Not available | Not available | Not available | Not available | Not available | Not available | Not available | Not available | Not available | Not available | Not available | Not available | Not available | Not available | Not available | Not available | Not available | Not available | Not available | Not available | Not available | Not available | Not available | Not available | Not available | Not available | Not available | Not available | Not available | Not available | Not available | Not available | Not available | Not available | Not available | Not available | Not available | Not available | Not available | Not available | Not available | Not available | Not available
44 | google-2024-environmental-report.pdf |  | X | [5 empty] | 2024 | Google Singapore Data Center | Google | No | Yes | Yes (Sustainability Report) | No | Not available | Google | Not available | Not available | Not available | Not available | Not available | Not available | Not available | Not available | Not available | Not available | Yes | Not available | Not available | Yes | Not available | Not available | Not available | Not available | Not available | Not available | Not available | Not available | Not available | Not available | Not available | Not available | Not available | Not available | Not available | Not available | Not available | ISO 50001, ISO 14001 | ISO 50001: ---------- Energy management ISO 14001: ---------- Environmental management | Not available | Not available | Not available | Not available | Not available | Not available | Not available | Not available | The on-site renewable electricity generation capacity mentioned in the text for the years provided are as follows: - 2022: 6,300 MWh - 2023: 7,200 MWh - 2024: 8,800 MWh - 2025: 9,600 MWh - 2026: 10,700 MWh | 1.10 | Not available | Not available | Not available | Not available | Not available | Yes | The green building standards mentioned in the text are: - Living Building Challenge (LBC) - LEED certification | ISO 50001: Energy management | Living Building Challenge (LBC) | Not available | Not available
44 | P17859700914e40f60869705b924ae2b4e1.pdf | [5 empty] | X | X | 2023 | Google Singapore Data Center | Google | No. | No. | No | No | not available | Not available | Not available | Not available | Singapore | Brazil and South Africa | Not available | Not available | Not available | Yes | Not available | Not available | Yes | Not available | Not available | Yes | Not available | Not available | Not available | Not available | Not available | Yes | Not available | Yes | Not available | Not available | Not available | Not available | Not available | n+1 | Not available | The information provided does Not availablet specify the exact redundancy configuration (like n+1) for the data center's standby power systems. Therefore, the answer is 'Not available'. | ISO 50001 Energy Management | Not available | Not available | Raised floor | Not available | Not available | Not available | Not available | The building floor to ceiling heights mentioned in the text are 19m, 7m, and 3m. | Colocation | Redundant uninterruptible power supply systems | Not available | 3.0 | Not available | Free cooling | Not available | Not available | Not available | Not available | Not available | The energy standards mentioned in the text are: - Energy Star - EU Code of Conduct for Data Centers - EU Energy Efficiency Directive - Leadership in Energy and Environmental Design (LEED) - Building Research Establishment Environmental Assessment Method (BREEAM) | Leadership in Energy and Environmental Design, Building Research | Not available | Not available
44 | google-va-impact-report.pdf |  | X | [5 empty] | 2023 | Google Singapore Data Center | Google | No | Yes | Yes (Sustainability Report) | No | not available | Google | Not available | Loudoun County | Loudoun County, Virginia | United States | Not available | not available | Not available | Not available | Not available | Not available | Not available | Not available | Not available | Not available | Not available | Not available | Not available | Not available | Not available | Not available | Not available | Yes | Yes and how many hours such as 24/7 | Not available | Not available | Not available | Not available | Not available | Not available | Not available | ISO 27018 and ISO 27701 | ISO 27018, ISO 27701 | ISO 27018 and ISO 27701 | Not available | Not available | Not available | Not available | Not available | Not available | Not available | Not available | Not available | 1.09 | Not available | The cooling systems mentioned for the data center are air-cooling, water-cooling, or a combination of these techNot availablelogies. | Not available | Not available | Not available | Yes | Not available | Not available | Not available | Not available | Not available
44 | NASDAQ_GOOG_2020.pdf |  | X | [5 empty] | 2021 | Google Singapore Data Center | Google | No. | Yes | Yes (Sustainability Report) | Yes | Not available | Google | Not available | Not available | Not available | United States (Berkeley County, South Carolina) and Sweden (Maevaara wind farm). | Active | Not available | Not available | Not available | Not available | Not available | Not available | Not available | Not available | Yes | Not available | Not available | Not available | Not available | Not available | Not available | Not available | Not available | Not available | Not available | Not available | Not available | Not available | Not available | Not available | Not available | Not available | ISO 50001 | ISO 50001 energy management system certification | Not available | Not available | Not available | Not available | Not available | Not available | Not available | battery-based system | The on-site renewable energy power generation capacity is Not availablet explicitly mentioned in the text provided. Therefore, the answer is "Not available" | 1.10 | Not available | Evaporative cooling | Not available | The text mentions that since 2009, over 1.4 million square meters (15 million square feet) of Google office facilities have achieved LEED certification. | Not available | Yes | The green building certifications mentioned are LEED and the Living Building Challenge (LBC). | UL110 and IEEE 1680.1 are the energy standards mentioned in the text. | Not available | Not available | Not available
45 | Singtel_KCTC_2_Factsheet_web.pdf |  |  |  |  | X |  |  | 2015 | Singtel KCTC-2 | Singtel | Yes | Yes | No | Yes | KCTC-2 Data Centre | Singtel | Not available | Not available | Not available | not available | Active | not available | Not available | Not available | Not available | Not available | Not available | Not available | Not available | Not available | Not available | Not available | Not available | Not available | Not available | Yes | Not available | Yes | 24x7 physical security access by pre-authorisation | Not available | Yes | Not available | Not available | N+1 | N+1 | N+1 | Not available | Not available | Not available | Raised floor | Not available | Not available | The text mentions a "nine storey building." Therefore, the number of building floors is nine. | 12KN/m² | The floor to floor height mentioned in the text is 5 meters. | Not available | - Fully redundant un-interruptible power supply (UPS) - Fully redundant power generator | Not available | Not available | Not available | CRAC configuration: N+1 | Not available | Not available | Not available | Not available | Not available | Not available | Not available | Not available | The security systems mentioned in the text are: - Contact-less card access systems to prevent unauthorised access - Centralised rack-locking system available - 24x7 closed circuit TV (CCTV) monitoring system with recording on all floors - 24x7 physical security access by pre-authorisation
45 | singtel-sustainability-report-2012.pdf |  | X | [5 empty] | 2012 | Singtel KCTC-2 | Singtel | No. | Yes | Yes (Sustainability Report) | Yes | Not available | Not available | not available | Singapore | Not available | Singapore | not available | Not available | Not available | Not available | Not available | Not available | Not available | Not available | Not available | Not available | Not available | Not available | Not available | Not available | Not available | Not available | Not available | Not available | Not available | Not available | Not available | Not available | Not available | Not available | Not available | Not available | Not available | SS564 | SS564 | Not available | Not available | Not available | Not available | Not available | Not available | Not available | Not available | The renewable energy power generation capacity available on-site is 24 kW. | Not available | Not available | Not available | Not available | Not available | Not available | Yes | The green building standard mentioned is the Building and Construction Authority’s Green Mark Gold Award. | The energy standard mentioned in the text is the Building and Construction Authority’s Green Mark Gold Award. | Not available | Not available | Not available
45 | singtel-sustainability-report-2010.pdf |  | X | [5 empty] | 2010 | Singtel KCTC-2 | Singtel | Yes | Yes | Yes (Sustainability Report) | No | Kim Chuan Telecommunications Centre 2 (KCTC-2) | SingTel | Not available | Singapore | Singapore | Singapore | Active | 2010 | Not available | Not available | Not available | Not available | Not available | Not available | Not available | Not available | Not available | Not available | Not available | Not available | Not available | Not available | Not available | Not available | Not available | Not available | Not available | Not available | Not available | Not available | Not available | Not available | Not available | Not available | Not available | Not available | 500,000 sq feet | Not available | Not available | Not available | Not available | Not available | Grid-Tied Solar Photovoltaic System | The renewable energy power generation capacity available on-site mentioned in the text is a Grid-Tied Solar Photovoltaic System with a peak capacity of 40 kW. | Not available | 1. Grid-Tied Solar Photovoltaic system 2. Green data centre | R22 and R134a | Not available | 500,000 sq feet | Not available | Yes | Not available | Not available | Water Efficient Building certification by the Public Utilities Board | Not available | Not available
46 | CyrusOne-2024-Sustainability-Report.pdf |  | X | [5 empty] | 2024 | CyrusOne Singapore | CyrusOne Data Centers | No | Yes | Yes (Sustainability Report) | No | San Antonio (SAT4) | Not available | Not available | Not available | Texas | United States | Not available | not available | Not available | Not available | Yes | Not available | Yes | Yes | Yes | Yes | Yes | Yes | Not available | Not available | Yes | Not available | Yes | Yes | Not available | Not available | Yes | Not available | Not available | Not available | Not available | Not available | Not available | Not available | - ISO 14001 EMS - ISO 45001 OHSMS - ISO 27001 - ISO 22301 | Not available | Not available | Not available | Not available | Not available | Not available | Colocation | Emergency Power Systems | Not available | Not available | Not available | Building management systems | Not available | Not available | Not available | Yes | Not available | Not available | Not available | Not available | The security systems mentioned in the text are: - Building Management Systems (such as HVAC controls, CCTV, and access control systems) - Emergency Power Systems
46 | 2023-Sustainability-Report-Final-CyrusOne.pdf |  | X | [5 empty] | 2023 | CyrusOne Singapore | CyrusOne Data Centers | No | Yes | Yes (Sustainability Report) | Yes | Not available | Not available | Not available | Not available | Not available | Not available | Not available | not available | Not available | Not available | Not available | Not available | Yes | Not available | Yes | Yes | Not available | Not available | Not available | Not available | Not available | Not available | Yes | Yes | Yes, 24/7 | Not available | Not available | Not available | Not available | Not available | Not available | Not available | Not available | ISO 50001 EnMS - Frankfurt (FRA1) - Frankfurt (FRA2) - Frankfurt (FRA3) ISO 45001 OHSMS - Amsterdam (AMS1) - Frankfurt (FRA1) - Frankfurt (FRA2) - Frankfurt (FRA3) - London (LON1) - London (LON2) - London (LON3) | - ISO 50001 EnMS - ISO 45001 OHSMS - ISO 14001 EMS | Not available | 4,779,501 colocation square feet | Not available | Not available | Not available | Not available | The type of facility mentioned in the text is a colocation data center. | Not available | Not available | Not available | Not available | evaporative cooling | Not available | Not available | Not available | Yes | The green building standards mentioned are STAR, LEED, BREEAM, ISO, ENERGY STAR, and Green Globes. | Not available | Water Usage Effectiveness (WUE Site & WUE Source) | Not available | The security systems mentioned in the text are: 1. Closed-circuit cameras 2. Security guards 3. Dual authentication 4. Strict access controls
46 | NASDAQ_CONE_2021.pdf |  | X | [5 empty] | 2021 | CyrusOne Singapore | CyrusOne Data Centers | No | Yes | Yes (Sustainability Report) | No | Not available | CyrusOne | Not available | Not available | Not available | Not available | Active | Not available | Yes | Not available | Not available | Not available | Not available | Not available | Not available | Not available | Not available | Not available | Not available | Not available | Not available | Not available | Not available | Not available | Yes, 24/7 | Not available | Not available | Not available | Not available | n+1 | Not available | Not available | Not available | ISO 14001 Certified | Not available | Not available | 4,665,379 colocation square feet | Not available | Not available | Not available | Not available | Colocation | High-efficiency uninterruptible power supplies (UPS) | Not available | Not available | Not available | 1) Building management systems 2) EcoNot availablemizers | Not available | Not available | Not available | Yes | The green building standards mentioned in the text are BREEAM, LEED, Energy Star, and Green Globes. | The energy standards mentioned are Power Usage Effectiveness (PUE), Carbon Usage Effectiveness (CUE), and Water Usage Effectiveness (WUE). | Not available | Not available | Not available
46 | NASDAQ_CONE_2020.pdf |  | X | [5 empty] | 2021 | CyrusOne Singapore | CyrusOne Data Centers | No. | Yes | Yes (Sustainability Report) | Yes | London I, London II | CyrusOne | Not available | Slough and Stockley | Slough and Stockley. | United Kingdom | Not available | Not available | Not available | Not available | Not available | Not available | Not available | Not available | Yes | Not available | Not available | Not available | Not available | Not available | Not available | Not available | Not available | Not available | Not available | Not available | Not available | Not available | Not available | n+1 | Not available | The text mentions that the data center was designed with multiple, redundant UPSs so that one could fail without hindering server uptime. However, the specific redundancy configuration (e.g., N+1, 2N) is Not availablet provided in the provided text. Therefore, the answer is "Not available" | Not available | Not available | Not available | Not available | Not available | Not available | The text mentions three building floors/halls: Data Hall 1, Data Hall 2, and Future Data Hall. | Not available | Not available | Colocation | High-efficiency uninterruptible power supplies (UPS) | Not available | Not available | 1) Building management systems 2) EcoNot availablemizers | 1) Building management systems 2) EcoNot availablemizers 3) Throttling 4) Liquid-to-chip cooling ready | Not available | Not available | Not available | Not available | Not available | The energy standards mentioned are Power Usage Effectiveness (PUE), Water Usage Effectiveness (WUE), and Carbon Usage Effectiveness (CUE). | Water Usage Effectiveness (WUE) | Not available | Not available
48 | 511611_Sustainability Report 2018.pdf |  | X | [5 empty] | 2018 | Kim Chuan Telecommunications Complex | CapitaLand Data Centre | Yes | No | Yes (Sustainability Report) | No | not available | Not available | Not available | not available | Not available | Singapore | Not available | Not available | Not available | Not available | Not available | Not available | Not available | Not available | Not available | Not available | Not available | Not available | Not available | Not available | Not available | Yes | Not available | Not available | Not available | Not available | Not available | Not available | Not available | Not available | Not available | Not available | Not available | Not available | Not available | Not available | Not available | Not available | Not available | Not available | Not available | Not available | Not available | Not available | Not available | Not available | The cooling systems mentioned in use by the data center are: - Air cooled chiller - Computer Room Air Handling Units (CRAH) - Air Handling Units (AHUs) | Not available | Not available | Not available | Yes | Not available | The energy standards mentioned in the text are ICNIRP (International Commission on Not availablen-Ionizing Radiation Protection) and ARPANSA standards. | Not available | Not available | Not available
49 | Microsoft-datacenters-in-Singapore.pdf | [5 empty] | X |  | 2024 | Microsoft Singapore Woodlands | Microsoft | No. | Yes | Yes (Sustainability Report) | No | not available | Microsoft | Not available | Singapore | Singapore | Singapore | Not available | not available | Not available | Not available | Not available | Not available | Not available | Not available | Not available | Not available | Not available | Not available | Not available | Not available | Not available | Not available | Not available | Not available | Not available | Not available | Not available | Not available | Not available | Not available | Not available | Not available | Not available | Not available | Not available | Not available | Not available | Not available | Not available | Not available | The size of the building floor to ceiling height is Not availablet mentioned in the text provided. Therefore, the answer is 'Not available'. | Not available | Not available | Not available | Not available | Not available | water-cooled chillers | Not available | Not available | Not available | Yes | Not available | Not available | Not available | Not available | Not available
49 | 2022-Environmental-Sustainability-Report.pdf |  | X | [5 empty] | 2023 | Microsoft Singapore Woodlands | Microsoft | No. | Yes | Yes (Sustainability Report) | No | Not available | Microsoft | Not available | Not available | Phoenix | The countries mentioned where datacenters are located are the United States and Ireland. | Active | not available | Not available | Not available | Not available | Not available | Not available | Not available | Not available | Not available | Not available | Not available | Not available | Not available | Not available | Not available | Not available | Not available | Not available | Not available | Not available | Not available | Not available | Not available | Not available | Not available | Not available | Not available | Not available | Not available | Not available | Not available | Not available | Not available | Not available | Not available | Sun Streams 2 Solar Project | Not available | 1.12 | Not available | The cooling systems mentioned in the text are: - Direct outside air cooling - Direct evaporation cooling - Two-phased liquid immersion cooling - Adiabatic cooling system | Not available | Not available | Not available | Yes | All major projects must achieve LEED Gold or Platinum certification. | Not available | Not available | Not available | Not available
49 | Singapore (Southeast Asia).pdf | [5 empty] | X |  | 2023 | Microsoft Singapore Woodlands | Microsoft | No | Yes | No | No | not available | Microsoft | Not available | error | Southeast Asia region | Singapore | Active | not available | Not available | Not available | Not available | Not available | Not available | Not available | Not available | Not available | Not available | Not available | Not available | Not available | Not available | Not available | Not available | Not available | Not available | Not available | Not available | Not available | Not available | Not available | Not available | Not available | Not available | error | Not available | Not available | Not available | Not available | Not available | Not available | error | Not available | The power system mentioned in the text is "solar power." | Not available | 1.358 | Not available | error | Not available | Not available | Not available | Yes | error | The energy standards mentioned in the text are: - Power usage effectiveness (PUE) - Design PUE for new datacenters: 1.23 | Water usage effectiveness (WUE) | Not available | Not available
49 | Microsoft_Environmental_Sustainability_Report_2020.pdf |  | X | [6 empty] | Microsoft Singapore Woodlands | Microsoft | No. | Yes | Yes (Sustainability Report) | No | Amsterdam | Microsoft | Not available | Amsterdam. | Sweden | Amsterdam | Active | Not available | Not available | Not available | Not available | Not available | Not available | Not available | Not available | Not available | Not available | Not available | Not available | Not available | Not available | Not available | Not available | Not available | Not available | Not available | Not available | Not available | Not available | Not available | Not available | Not available | Not available | Not available | Not available | Not available | Not available | Not available | Not available | Not available | Not available | Not available | Not available | The on-site renewable energy capacities mentioned in the text are as follows: - 418 in the first year - 400 in the second year - 587 in the third year - 318 in the fourth year | Not available | Not available | Adiabatic cooling | Not available | Not available | Not available | Yes | Not available | Not available | Not available | Not available | Not available

## Coverage
[15 empty] | 43 | 50 | 15 | 51 | 53 | 53 | 45 | 18 | 26 | 16 | 39 | 28 | 32 | 13 | 22 | 23 | 13 | 24 | 9 | 3 | 22 | 36 | 13 | 39 | 37 | 22 | 33 | 16 | 14 | 32 | 31 | 34 | 18 | 41 | 40 | 22 | 29 | 13 | 24 | 25 | 27 | 43 | 40 | 17 | 28 | 29 | 48 | 16 | 35 | 7 | 52 | 39 | 43 | 23 | 46 | 42
DC name | Total features | Sustainability report | Annual report | Spec sheet | Other | Not by operator | Wrong DC | Data pdf published | Data center | Data center provider | Pdf info about DC | Pdf info about DC provider | Sustainability Report | Specification Report | Data center name from pdf | Operator | Address | City | Region | Country | Operating status | Year | SERVICES Full Cabinets | SERVICES Shared Rackspace | ISO27001 Certified | ISO9001 Certified | ISO14001 Certified | ISO22301 Certified | ISO45001 Certified | ISO50001 Certified | SOC 1 Type I/II/2 Certified | SOC 2 Type I/II/2 | SOC 3 Type I/II/2 | SAS70 Type 2 | DSS PCI Certified | Firesupression | Fenced Perimeter | CCTV surveillance | Onsite Security Staff | Biometric Access Control | Card Access Control | Mantrap Entry | Total Critical Power | UPS Redundancy | Cooling Redundancy | Standby Power Redundancy | Renewable energy certificates | Green Building certificate | Other certificates | Floor type | Colocation space | BUILDING Total Whitespace | Floors Number | Max Floor Load | Floor to Ceiling Height | Building/facility type | Power system in use | Renewable energy power capacity | PUE | Low carbon innovation in use | Cooling system | WUE | Floor space | Reported clients | Sustainability policies | Green Building standards | Energy standards | Water efficiency standards | Security standards | Security system in use
1-Net East | 18 | 0 | 1 | 0 | 2 | 2 | 2 | 3 | 3 | 3 | 3 | 3 | 3 | 3 | 0 | 1 | 0 | 1 | 1 | 1 | 0 | 0 | 0 | 0 | 1 | 0 | 0 | 0 | 0 | 0 | 0 | 1 | 0 | 0 | 1 | 0 | 0 | 0 | 0 | 0 | 0 | 0 | 0 | 0 | 0 | 0 | 0 | 1 | 1 | 0 | 0 | 1 | 0 | 0 | 0 | 1 | 0 | 1 | 1 | 1 | 0 | 0 | 0 | 0 | 2 | 0 | 1 | 1 | 1 | 0
1-Net North | 42 | 3 | 0 | 4 | 0 | 0 | 0 | 7 | 7 | 7 | 7 | 7 | 7 | 7 | 1 | 2 | 0 | 3 | 2 | 3 | 2 | 0 | 0 | 0 | 2 | 2 | 1 | 3 | 1 | 2 | 1 | 1 | 1 | 1 | 1 | 1 | 2 | 0 | 0 | 0 | 2 | 0 | 2 | 2 | 2 | 2 | 1 | 3 | 1 | 2 | 0 | 0 | 2 | 2 | 2 | 0 | 2 | 0 | 1 | 1 | 2 | 1 | 2 | 0 | 2 | 3 | 4 | 0 | 3 | 3
29A International Business Park (SIN10) | 39 | 2 | 1 | 2 | 0 | 0 | 0 | 5 | 5 | 5 | 5 | 5 | 5 | 5 | 0 | 4 | 0 | 2 | 4 | 5 | 3 | 0 | 1 | 1 | 2 | 2 | 3 | 0 | 0 | 3 | 0 | 0 | 0 | 0 | 0 | 1 | 2 | 3 | 3 | 2 | 1 | 2 | 2 | 3 | 2 | 2 | 2 | 3 | 3 | 2 | 1 | 0 | 0 | 2 | 0 | 2 | 3 | 0 | 0 | 0 | 4 | 1 | 3 | 0 | 3 | 3 | 2 | 1 | 5 | 2
3 Loyang Way (SIN11) | 55 | 1 | 0 | 2 | 4 | 1 | 1 | 7 | 7 | 7 | 7 | 7 | 7 | 7 | 3 | 5 | 1 | 4 | 4 | 4 | 3 | 1 | 1 | 2 | 2 | 2 | 3 | 1 | 1 | 1 | 1 | 1 | 1 | 1 | 2 | 2 | 1 | 3 | 3 | 2 | 2 | 1 | 1 | 2 | 2 | 1 | 1 | 1 | 2 | 3 | 2 | 1 | 0 | 1 | 1 | 3 | 2 | 1 | 3 | 2 | 6 | 1 | 3 | 1 | 4 | 4 | 1 | 1 | 3 | 3
9 Tai Seng Data Centre | 46 | 1 | 0 | 1 | 6 | 0 | 0 | 8 | 8 | 8 | 8 | 8 | 8 | 8 | 4 | 3 | 1 | 7 | 6 | 7 | 3 | 1 | 1 | 0 | 3 | 3 | 3 | 0 | 2 | 1 | 0 | 1 | 1 | 1 | 1 | 2 | 0 | 2 | 2 | 0 | 1 | 0 | 1 | 1 | 1 | 1 | 0 | 1 | 1 | 1 | 1 | 0 | 2 | 1 | 2 | 2 | 1 | 1 | 0 | 3 | 3 | 0 | 2 | 3 | 5 | 4 | 3 | 1 | 1 | 1
AirTrunk Singapore - SGP1 | 26 | 4 | 2 | 0 | 1 | 0 | 0 | 7 | 7 | 7 | 7 | 7 | 7 | 7 | 2 | 4 | 2 | 2 | 6 | 5 | 4 | 3 | 0 | 0 | 1 | 2 | 3 | 0 | 4 | 0 | 0 | 3 | 0 | 0 | 3 | 0 | 0 | 0 | 1 | 0 | 0 | 0 | 0 | 0 | 0 | 0 | 0 | 4 | 4 | 0 | 0 | 0 | 0 | 0 | 0 | 6 | 0 | 0 | 2 | 0 | 2 | 3 | 0 | 0 | 6 | 2 | 2 | 2 | 2 | 0
Amazon AWS SIN - 12 Sunview | 10 | 0 | 0 | 0 | 1 | 0 | 0 | 1 | 1 | 1 | 1 | 1 | 1 | 1 | 0 | 0 | 0 | 0 | 0 | 1 | 0 | 0 | 0 | 0 | 1 | 1 | 0 | 0 | 0 | 0 | 1 | 1 | 1 | 0 | 1 | 0 | 0 | 0 | 0 | 0 | 0 | 0 | 0 | 0 | 0 | 0 | 0 | 1 | 1 | 0 | 0 | 0 | 0 | 0 | 0 | 0 | 0 | 0 | 0 | 0 | 0 | 0 | 0 | 0 | 0 | 0 | 0 | 0 | 1 | 0
APC Hosting SG1 | 9 | 0 | 0 | 0 | 2 | 1 | 0 | 2 | 2 | 2 | 2 | 2 | 2 | 2 | 0 | 0 | 0 | 1 | 1 | 1 | 0 | 0 | 1 | 1 | 0 | 1 | 0 | 0 | 0 | 0 | 0 | 0 | 0 | 0 | 1 | 1 | 0 | 0 | 0 | 0 | 0 | 0 | 0 | 0 | 0 | 0 | 0 | 0 | 0 | 0 | 0 | 0 | 0 | 0 | 0 | 0 | 0 | 0 | 0 | 0 | 0 | 0 | 0 | 0 | 1 | 0 | 0 | 0 | 0 | 0
Ascenix Data Centre | 30 | 1 | 0 | 2 | 1 | 1 | 0 | 4 | 4 | 4 | 4 | 4 | 4 | 4 | 0 | 1 | 0 | 0 | 2 | 2 | 1 | 0 | 0 | 0 | 2 | 1 | 2 | 1 | 1 | 2 | 2 | 2 | 1 | 1 | 1 | 2 | 0 | 1 | 1 | 0 | 0 | 0 | 0 | 0 | 0 | 0 | 1 | 2 | 2 | 0 | 0 | 0 | 0 | 0 | 0 | 0 | 1 | 1 | 1 | 0 | 0 | 1 | 0 | 0 | 1 | 0 | 1 | 1 | 1 | 1
BDx SIN1 | 40 | 0 | 0 | 2 | 5 | 3 | 4 | 7 | 7 | 7 | 7 | 7 | 7 | 7 | 3 | 4 | 2 | 5 | 5 | 5 | 5 | 2 | 2 | 0 | 1 | 0 | 0 | 0 | 0 | 0 | 0 | 0 | 0 | 0 | 1 | 2 | 2 | 2 | 2 | 2 | 2 | 2 | 3 | 2 | 2 | 2 | 0 | 1 | 1 | 2 | 1 | 1 | 1 | 2 | 3 | 4 | 3 | 0 | 0 | 1 | 3 | 0 | 2 | 1 | 1 | 0 | 1 | 0 | 2 | 2
China Mobile Singapore | 24 | 6 | 3 | 0 | 0 | 0 | 0 | 9 | 9 | 9 | 9 | 9 | 9 | 9 | 5 | 2 | 0 | 5 | 4 | 6 | 6 | 0 | 2 | 2 | 0 | 0 | 2 | 0 | 0 | 0 | 0 | 0 | 0 | 0 | 0 | 0 | 0 | 1 | 1 | 0 | 0 | 0 | 0 | 0 | 0 | 0 | 0 | 0 | 1 | 0 | 0 | 0 | 0 | 0 | 1 | 0 | 2 | 5 | 6 | 2 | 4 | 0 | 1 | 0 | 9 | 1 | 1 | 0 | 3 | 1
Cintech II | 13 | 0 | 0 | 0 | 0 | 0 | 0 | 1 | 1 | 1 | 1 | 1 | 1 | 1 | 0 | 0 | 0 | 1 | 1 | 1 | 0 | 0 | 0 | 0 | 1 | 1 | 0 | 0 | 0 | 0 | 0 | 0 | 0 | 0 | 0 | 0 | 0 | 0 | 0 | 0 | 0 | 0 | 0 | 0 | 0 | 0 | 0 | 0 | 0 | 0 | 0 | 0 | 0 | 0 | 0 | 1 | 0 | 0 | 1 | 1 | 1 | 0 | 1 | 0 | 1 | 0 | 1 | 1 | 0 | 0
CyrusOne Singapore | 34 | 4 | 0 | 0 | 0 | 0 | 0 | 4 | 4 | 4 | 4 | 4 | 4 | 4 | 2 | 2 | 0 | 1 | 2 | 2 | 1 | 0 | 1 | 0 | 1 | 0 | 2 | 1 | 3 | 2 | 1 | 1 | 0 | 0 | 1 | 0 | 2 | 2 | 2 | 0 | 1 | 0 | 0 | 2 | 0 | 1 | 0 | 2 | 2 | 0 | 2 | 0 | 1 | 0 | 0 | 4 | 3 | 0 | 0 | 1 | 4 | 0 | 0 | 0 | 3 | 2 | 2 | 2 | 0 | 2
Empyrion SG1 Dodid Data Centre | 22 | 1 | 0 | 0 | 2 | 0 | 0 | 3 | 3 | 3 | 3 | 3 | 3 | 3 | 3 | 2 | 0 | 3 | 3 | 3 | 1 | 0 | 0 | 0 | 1 | 1 | 0 | 1 | 1 | 0 | 0 | 0 | 0 | 0 | 0 | 0 | 0 | 0 | 0 | 0 | 0 | 0 | 0 | 0 | 0 | 0 | 0 | 1 | 1 | 0 | 0 | 0 | 2 | 0 | 0 | 2 | 3 | 0 | 3 | 2 | 1 | 0 | 0 | 0 | 2 | 3 | 0 | 2 | 1 | 0
Epsilon Global Hubs - Singapore | 42 | 1 | 0 | 2 | 3 | 1 | 0 | 7 | 7 | 7 | 7 | 7 | 7 | 7 | 3 | 2 | 0 | 3 | 4 | 3 | 2 | 0 | 1 | 2 | 2 | 0 | 0 | 1 | 1 | 0 | 1 | 1 | 1 | 0 | 0 | 1 | 0 | 1 | 1 | 0 | 1 | 0 | 2 | 1 | 1 | 1 | 0 | 2 | 2 | 1 | 1 | 2 | 0 | 1 | 1 | 2 | 1 | 1 | 1 | 1 | 2 | 0 | 3 | 0 | 3 | 1 | 1 | 2 | 2 | 1
Equinix SG1 | 39 | 0 | 0 | 2 | 1 | 0 | 0 | 3 | 3 | 3 | 3 | 3 | 3 | 3 | 3 | 3 | 1 | 3 | 3 | 3 | 2 | 0 | 0 | 0 | 2 | 0 | 0 | 0 | 0 | 0 | 2 | 1 | 0 | 0 | 1 | 2 | 0 | 2 | 2 | 1 | 3 | 1 | 1 | 2 | 2 | 2 | 1 | 2 | 2 | 2 | 2 | 0 | 2 | 2 | 1 | 1 | 2 | 0 | 0 | 1 | 2 | 0 | 2 | 0 | 2 | 2 | 2 | 0 | 2 | 2
Equinix SG2 | 47 | 0 | 1 | 6 | 0 | 0 | 0 | 7 | 7 | 7 | 7 | 7 | 7 | 7 | 6 | 6 | 3 | 7 | 6 | 7 | 4 | 0 | 5 | 1 | 6 | 0 | 1 | 1 | 0 | 1 | 5 | 5 | 0 | 0 | 6 | 6 | 3 | 7 | 6 | 7 | 6 | 5 | 0 | 6 | 6 | 7 | 5 | 7 | 7 | 6 | 6 | 2 | 6 | 6 | 2 | 5 | 6 | 0 | 1 | 5 | 6 | 1 | 4 | 0 | 6 | 7 | 5 | 0 | 6 | 6
Equinix SG3 | 46 | 1 | 2 | 3 | 0 | 0 | 0 | 6 | 6 | 6 | 6 | 6 | 6 | 6 | 5 | 4 | 2 | 6 | 5 | 6 | 4 | 1 | 2 | 2 | 4 | 0 | 3 | 1 | 0 | 3 | 2 | 2 | 0 | 0 | 3 | 3 | 0 | 5 | 4 | 4 | 3 | 2 | 0 | 3 | 4 | 3 | 4 | 5 | 5 | 2 | 3 | 1 | 3 | 3 | 1 | 5 | 3 | 0 | 3 | 0 | 3 | 1 | 3 | 0 | 4 | 4 | 5 | 0 | 4 | 3
Equinix SG4 | 37 | 0 | 0 | 3 | 0 | 0 | 0 | 3 | 3 | 3 | 3 | 3 | 3 | 3 | 3 | 3 | 3 | 3 | 3 | 3 | 2 | 0 | 3 | 0 | 2 | 0 | 0 | 0 | 0 | 0 | 2 | 2 | 0 | 0 | 2 | 3 | 0 | 3 | 3 | 3 | 3 | 1 | 0 | 3 | 3 | 3 | 0 | 3 | 3 | 3 | 3 | 2 | 3 | 3 | 1 | 3 | 3 | 0 | 0 | 0 | 3 | 0 | 3 | 0 | 3 | 1 | 0 | 0 | 3 | 3
Equinix SG5 | 41 | 1 | 1 | 3 | 0 | 0 | 0 | 5 | 5 | 5 | 5 | 5 | 5 | 5 | 4 | 5 | 3 | 4 | 4 | 5 | 2 | 0 | 5 | 0 | 5 | 0 | 2 | 0 | 0 | 2 | 3 | 3 | 0 | 0 | 3 | 4 | 0 | 4 | 4 | 4 | 3 | 3 | 0 | 4 | 4 | 4 | 2 | 5 | 5 | 3 | 3 | 2 | 3 | 3 | 0 | 5 | 4 | 0 | 1 | 0 | 3 | 0 | 3 | 0 | 5 | 3 | 2 | 0 | 4 | 4
ESR BizPark @ Chai Chee | 22 | 0 | 3 | 0 | 4 | 0 | 0 | 5 | 5 | 5 | 5 | 5 | 5 | 5 | 4 | 2 | 2 | 3 | 4 | 4 | 1 | 0 | 0 | 0 | 0 | 0 | 0 | 0 | 1 | 0 | 0 | 0 | 0 | 0 | 0 | 1 | 0 | 1 | 1 | 0 | 0 | 0 | 0 | 0 | 0 | 0 | 0 | 1 | 0 | 0 | 0 | 0 | 0 | 0 | 0 | 0 | 0 | 2 | 0 | 0 | 1 | 0 | 4 | 1 | 3 | 3 | 1 | 1 | 1 | 1
Global Switch Singapore Tai Seng | 45 | 4 | 0 | 5 | 1 | 0 | 0 | 11 | 11 | 11 | 11 | 11 | 11 | 11 | 7 | 10 | 4 | 9 | 9 | 9 | 6 | 0 | 3 | 1 | 9 | 5 | 7 | 0 | 7 | 4 | 0 | 0 | 0 | 0 | 0 | 7 | 0 | 5 | 7 | 3 | 5 | 5 | 3 | 6 | 6 | 6 | 4 | 8 | 8 | 6 | 3 | 0 | 1 | 5 | 5 | 5 | 5 | 0 | 5 | 3 | 8 | 2 | 5 | 0 | 10 | 5 | 4 | 3 | 6 | 6
Global Switch Singapore Woodlands | 44 | 0 | 0 | 3 | 2 | 0 | 1 | 5 | 5 | 5 | 5 | 5 | 5 | 5 | 3 | 5 | 1 | 4 | 5 | 4 | 5 | 0 | 1 | 1 | 4 | 5 | 3 | 0 | 2 | 2 | 0 | 0 | 0 | 0 | 1 | 3 | 0 | 4 | 4 | 3 | 3 | 3 | 2 | 4 | 4 | 4 | 2 | 4 | 4 | 4 | 1 | 0 | 1 | 3 | 3 | 2 | 3 | 0 | 3 | 1 | 2 | 0 | 2 | 0 | 4 | 3 | 1 | 0 | 2 | 4
Google Singapore Data Center | 36 | 4 | 0 | 0 | 3 | 2 | 1 | 7 | 7 | 7 | 7 | 7 | 7 | 7 | 0 | 5 | 0 | 2 | 5 | 5 | 2 | 1 | 0 | 2 | 1 | 0 | 3 | 0 | 0 | 3 | 0 | 0 | 0 | 0 | 0 | 3 | 1 | 5 | 3 | 1 | 1 | 0 | 0 | 2 | 0 | 2 | 3 | 5 | 5 | 2 | 0 | 0 | 0 | 0 | 1 | 2 | 3 | 2 | 5 | 1 | 5 | 0 | 1 | 0 | 4 | 2 | 4 | 3 | 2 | 1
Iron Mountain Data Centers SIN-1 | 40 | 3 | 0 | 1 | 0 | 0 | 0 | 4 | 4 | 4 | 4 | 4 | 4 | 4 | 3 | 4 | 0 | 4 | 3 | 4 | 4 | 3 | 0 | 0 | 1 | 1 | 1 | 1 | 0 | 2 | 0 | 3 | 2 | 0 | 3 | 0 | 0 | 1 | 1 | 0 | 0 | 0 | 1 | 1 | 1 | 1 | 4 | 4 | 4 | 0 | 1 | 1 | 1 | 0 | 0 | 2 | 0 | 3 | 3 | 0 | 1 | 3 | 3 | 2 | 4 | 4 | 4 | 2 | 4 | 1
IT Block Pte. Ltd. | 9 | 0 | 0 | 0 | 4 | 4 | 0 | 4 | 4 | 4 | 4 | 4 | 4 | 4 | 0 | 0 | 0 | 0 | 0 | 1 | 0 | 0 | 0 | 0 | 0 | 1 | 0 | 0 | 0 | 0 | 0 | 0 | 0 | 0 | 0 | 1 | 0 | 0 | 0 | 0 | 0 | 0 | 0 | 0 | 0 | 0 | 0 | 0 | 0 | 0 | 0 | 0 | 1 | 0 | 0 | 1 | 2 | 0 | 0 | 0 | 0 | 0 | 0 | 0 | 0 | 0 | 2 | 0 | 1 | 1
Keppel DC Singapore 1 (SGP1) | 36 | 1 | 1 | 2 | 0 | 0 | 0 | 3 | 3 | 3 | 3 | 3 | 3 | 3 | 1 | 3 | 1 | 3 | 3 | 3 | 1 | 0 | 1 | 0 | 3 | 3 | 2 | 0 | 2 | 2 | 0 | 0 | 0 | 0 | 0 | 2 | 2 | 2 | 2 | 0 | 2 | 2 | 0 | 0 | 2 | 0 | 0 | 3 | 3 | 0 | 1 | 0 | 1 | 2 | 2 | 1 | 2 | 0 | 0 | 0 | 2 | 0 | 3 | 0 | 3 | 2 | 1 | 2 | 3 | 3
Keppel DC Singapore 2 (SGP2) | 40 | 1 | 3 | 1 | 2 | 0 | 0 | 5 | 5 | 5 | 5 | 5 | 5 | 5 | 5 | 4 | 0 | 5 | 5 | 5 | 2 | 2 | 1 | 0 | 4 | 1 | 2 | 0 | 2 | 3 | 0 | 1 | 0 | 0 | 1 | 3 | 1 | 2 | 2 | 0 | 1 | 1 | 0 | 0 | 0 | 1 | 2 | 3 | 2 | 0 | 0 | 0 | 1 | 1 | 1 | 2 | 3 | 2 | 0 | 3 | 2 | 0 | 1 | 0 | 5 | 2 | 1 | 2 | 3 | 5
Keppel DC Singapore 3 (SGP3) | 32 | 0 | 0 | 2 | 1 | 0 | 0 | 3 | 3 | 3 | 3 | 3 | 3 | 3 | 1 | 3 | 0 | 1 | 3 | 2 | 0 | 0 | 1 | 0 | 2 | 2 | 2 | 0 | 2 | 2 | 0 | 0 | 0 | 0 | 0 | 2 | 2 | 2 | 2 | 0 | 2 | 2 | 0 | 0 | 1 | 0 | 0 | 2 | 1 | 0 | 0 | 0 | 2 | 2 | 2 | 1 | 0 | 0 | 0 | 0 | 1 | 1 | 2 | 0 | 3 | 2 | 0 | 2 | 1 | 2
Keppel DC Singapore 4 (SGP4) | 42 | 2 | 4 | 2 | 1 | 0 | 0 | 9 | 9 | 9 | 9 | 9 | 9 | 9 | 7 | 5 | 1 | 7 | 8 | 7 | 4 | 3 | 3 | 0 | 6 | 5 | 5 | 0 | 5 | 6 | 0 | 1 | 0 | 0 | 3 | 6 | 2 | 2 | 2 | 0 | 2 | 2 | 0 | 0 | 1 | 1 | 2 | 5 | 4 | 0 | 0 | 0 | 3 | 2 | 2 | 5 | 1 | 0 | 0 | 3 | 1 | 1 | 4 | 0 | 9 | 6 | 4 | 4 | 4 | 2
Keppel DC Singapore 5 (SGP5) | 39 | 2 | 1 | 2 | 0 | 0 | 0 | 5 | 5 | 5 | 5 | 5 | 5 | 5 | 4 | 3 | 0 | 4 | 3 | 3 | 0 | 0 | 0 | 0 | 4 | 4 | 4 | 0 | 4 | 5 | 0 | 1 | 0 | 0 | 1 | 3 | 2 | 2 | 3 | 0 | 2 | 2 | 0 | 0 | 2 | 2 | 4 | 5 | 5 | 0 | 1 | 0 | 2 | 2 | 2 | 1 | 1 | 0 | 0 | 2 | 5 | 1 | 3 | 0 | 5 | 4 | 2 | 2 | 3 | 2
Keppel DC Singapore 7 (SGP7) | 16 | 0 | 1 | 0 | 4 | 0 | 0 | 4 | 4 | 4 | 4 | 4 | 4 | 4 | 3 | 3 | 0 | 4 | 4 | 4 | 2 | 0 | 0 | 0 | 0 | 0 | 0 | 0 | 0 | 0 | 0 | 0 | 0 | 0 | 0 | 0 | 0 | 0 | 0 | 0 | 0 | 0 | 1 | 0 | 0 | 0 | 0 | 0 | 0 | 0 | 1 | 0 | 0 | 0 | 1 | 2 | 0 | 0 | 0 | 2 | 2 | 0 | 1 | 0 | 2 | 3 | 1 | 0 | 0 | 0
Kim Chuan Telecommunications Complex | 13 | 1 | 0 | 0 | 1 | 0 | 0 | 2 | 2 | 2 | 2 | 2 | 2 | 2 | 1 | 1 | 0 | 1 | 1 | 2 | 1 | 0 | 0 | 0 | 0 | 0 | 0 | 0 | 0 | 0 | 0 | 0 | 0 | 0 | 0 | 1 | 0 | 0 | 0 | 0 | 0 | 0 | 0 | 0 | 0 | 0 | 0 | 0 | 0 | 0 | 0 | 0 | 1 | 0 | 0 | 0 | 0 | 0 | 0 | 0 | 1 | 0 | 1 | 1 | 1 | 0 | 1 | 0 | 0 | 0
M1 Next-Gen Data Centre | 10 | 0 | 0 | 0 | 2 | 0 | 0 | 2 | 2 | 2 | 2 | 2 | 2 | 2 | 1 | 1 | 0 | 1 | 1 | 1 | 1 | 0 | 0 | 0 | 0 | 0 | 0 | 0 | 0 | 0 | 0 | 0 | 0 | 0 | 0 | 0 | 0 | 0 | 0 | 0 | 0 | 0 | 0 | 0 | 0 | 0 | 0 | 0 | 0 | 0 | 0 | 0 | 0 | 0 | 0 | 0 | 0 | 0 | 0 | 1 | 1 | 0 | 0 | 0 | 1 | 1 | 0 | 0 | 0 | 0
Microsoft Singapore Woodlands | 17 | 2 | 0 | 0 | 4 | 0 | 0 | 6 | 6 | 6 | 6 | 6 | 6 | 6 | 1 | 6 | 0 | 5 | 6 | 6 | 4 | 0 | 0 | 0 | 0 | 1 | 0 | 0 | 0 | 0 | 0 | 0 | 0 | 0 | 0 | 0 | 0 | 0 | 0 | 0 | 0 | 0 | 0 | 0 | 0 | 0 | 0 | 1 | 0 | 0 | 0 | 0 | 0 | 0 | 2 | 0 | 3 | 1 | 3 | 0 | 6 | 0 | 0 | 0 | 6 | 2 | 2 | 2 | 0 | 0
NTT Jurong Data Center | 29 | 0 | 0 | 1 | 2 | 0 | 1 | 3 | 3 | 3 | 3 | 3 | 3 | 3 | 2 | 3 | 0 | 3 | 3 | 3 | 1 | 0 | 3 | 3 | 1 | 0 | 0 | 1 | 0 | 0 | 0 | 0 | 0 | 0 | 1 | 0 | 0 | 1 | 0 | 1 | 1 | 0 | 1 | 1 | 1 | 1 | 0 | 1 | 1 | 0 | 0 | 0 | 0 | 0 | 0 | 2 | 1 | 0 | 1 | 0 | 2 | 0 | 0 | 0 | 2 | 1 | 1 | 0 | 1 | 1
NTT Singapore Serangoon | 35 | 3 | 0 | 2 | 1 | 0 | 0 | 6 | 6 | 6 | 6 | 6 | 6 | 6 | 6 | 4 | 0 | 5 | 3 | 5 | 2 | 2 | 0 | 1 | 3 | 2 | 2 | 1 | 0 | 0 | 0 | 2 | 0 | 0 | 0 | 1 | 0 | 3 | 1 | 2 | 2 | 0 | 0 | 2 | 2 | 2 | 0 | 3 | 3 | 0 | 1 | 0 | 0 | 0 | 0 | 1 | 2 | 2 | 1 | 2 | 3 | 0 | 0 | 0 | 5 | 5 | 2 | 0 | 3 | 2
OVHcloud SGP1 | 9 | 0 | 0 | 0 | 2 | 0 | 0 | 2 | 2 | 2 | 2 | 2 | 2 | 2 | 0 | 1 | 0 | 0 | 0 | 0 | 0 | 0 | 0 | 0 | 0 | 0 | 0 | 0 | 0 | 0 | 0 | 0 | 0 | 0 | 1 | 0 | 0 | 0 | 0 | 0 | 0 | 0 | 0 | 0 | 0 | 0 | 0 | 0 | 0 | 0 | 0 | 0 | 0 | 0 | 0 | 1 | 0 | 0 | 1 | 0 | 1 | 0 | 0 | 1 | 1 | 0 | 1 | 0 | 1 | 0
Princeton Digital SG1 | 42 | 3 | 0 | 1 | 0 | 0 | 0 | 4 | 4 | 4 | 4 | 4 | 4 | 4 | 3 | 2 | 1 | 4 | 4 | 4 | 3 | 2 | 1 | 0 | 1 | 1 | 0 | 0 | 1 | 4 | 1 | 1 | 0 | 0 | 0 | 1 | 1 | 1 | 1 | 1 | 0 | 0 | 0 | 1 | 1 | 1 | 1 | 4 | 4 | 0 | 1 | 0 | 3 | 1 | 1 | 4 | 3 | 0 | 4 | 2 | 4 | 2 | 2 | 0 | 3 | 3 | 4 | 0 | 1 | 1
Princeton Digital SG3 | 21 | 0 | 0 | 1 | 1 | 1 | 0 | 2 | 2 | 2 | 2 | 2 | 2 | 2 | 0 | 1 | 1 | 1 | 2 | 2 | 2 | 0 | 0 | 0 | 1 | 0 | 0 | 0 | 0 | 0 | 0 | 0 | 0 | 0 | 0 | 1 | 0 | 1 | 1 | 0 | 1 | 0 | 0 | 1 | 1 | 1 | 0 | 0 | 0 | 0 | 1 | 0 | 0 | 1 | 0 | 1 | 1 | 0 | 0 | 0 | 1 | 0 | 1 | 0 | 0 | 0 | 0 | 0 | 0 | 1
Racks Central Singapore | 18 | 0 | 0 | 0 | 3 | 3 | 3 | 3 | 3 | 3 | 3 | 3 | 3 | 3 | 1 | 0 | 0 | 1 | 3 | 3 | 1 | 0 | 0 | 0 | 0 | 0 | 0 | 0 | 0 | 0 | 0 | 0 | 0 | 0 | 0 | 0 | 0 | 0 | 0 | 0 | 0 | 0 | 0 | 1 | 0 | 2 | 0 | 0 | 0 | 0 | 1 | 0 | 0 | 0 | 0 | 1 | 2 | 0 | 3 | 1 | 3 | 1 | 0 | 0 | 1 | 2 | 2 | 2 | 0 | 0
Rackspace Singapore | 30 | 1 | 1 | 1 | 0 | 0 | 1 | 3 | 3 | 3 | 3 | 3 | 3 | 3 | 1 | 1 | 0 | 1 | 2 | 2 | 3 | 0 | 0 | 0 | 2 | 0 | 1 | 0 | 0 | 0 | 0 | 0 | 0 | 0 | 0 | 2 | 0 | 1 | 2 | 2 | 2 | 1 | 0 | 2 | 2 | 2 | 0 | 2 | 2 | 1 | 1 | 0 | 2 | 0 | 0 | 1 | 3 | 0 | 0 | 0 | 2 | 0 | 1 | 0 | 1 | 0 | 1 | 0 | 2 | 2
Singtel DC West | 48 | 7 | 0 | 4 | 1 | 0 | 0 | 12 | 12 | 12 | 12 | 12 | 12 | 12 | 8 | 7 | 0 | 8 | 10 | 10 | 6 | 2 | 5 | 3 | 8 | 2 | 3 | 4 | 4 | 3 | 0 | 1 | 1 | 0 | 0 | 4 | 1 | 3 | 3 | 1 | 3 | 0 | 2 | 3 | 3 | 3 | 2 | 9 | 9 | 2 | 0 | 0 | 1 | 2 | 2 | 1 | 9 | 5 | 5 | 2 | 4 | 1 | 2 | 0 | 7 | 7 | 2 | 1 | 4 | 5
Singtel KCTC-2 | 33 | 2 | 1 | 2 | 1 | 0 | 0 | 6 | 6 | 6 | 6 | 6 | 6 | 6 | 5 | 5 | 0 | 4 | 3 | 4 | 4 | 3 | 0 | 0 | 0 | 0 | 0 | 0 | 0 | 0 | 0 | 0 | 0 | 0 | 0 | 3 | 0 | 2 | 2 | 0 | 2 | 0 | 0 | 3 | 3 | 2 | 0 | 1 | 1 | 2 | 2 | 1 | 2 | 2 | 2 | 0 | 4 | 2 | 0 | 2 | 3 | 0 | 2 | 0 | 4 | 3 | 1 | 1 | 1 | 2
Singtel Tuas DC | 31 | 0 | 0 | 1 | 1 | 1 | 2 | 2 | 2 | 0 | 2 | 2 | 2 | 2 | 0 | 2 | 1 | 1 | 2 | 2 | 2 | 0 | 0 | 0 | 1 | 1 | 1 | 0 | 0 | 0 | 0 | 0 | 0 | 0 | 0 | 1 | 0 | 1 | 1 | 1 | 1 | 0 | 1 | 1 | 1 | 1 | 0 | 1 | 0 | 1 | 0 | 0 | 0 | 1 | 1 | 1 | 2 | 0 | 1 | 0 | 2 | 0 | 0 | 0 | 1 | 1 | 2 | 0 | 1 | 1
SoftLayer - SNG01 | 19 | 0 | 1 | 0 | 2 | 1 | 0 | 2 | 2 | 2 | 2 | 2 | 2 | 2 | 1 | 1 | 0 | 2 | 2 | 2 | 1 | 0 | 2 | 2 | 0 | 0 | 0 | 0 | 0 | 0 | 1 | 1 | 2 | 0 | 0 | 0 | 0 | 0 | 0 | 0 | 0 | 0 | 0 | 1 | 0 | 1 | 0 | 0 | 0 | 0 | 1 | 0 | 0 | 0 | 0 | 1 | 1 | 0 | 0 | 0 | 1 | 0 | 0 | 0 | 0 | 0 | 0 | 0 | 2 | 1
StarHub SHDC1@TaiSeng | 27 | 1 | 2 | 1 | 2 | 0 | 0 | 4 | 4 | 4 | 4 | 4 | 4 | 4 | 0 | 1 | 0 | 2 | 2 | 2 | 1 | 0 | 0 | 0 | 0 | 1 | 1 | 0 | 0 | 0 | 0 | 0 | 0 | 0 | 0 | 1 | 0 | 1 | 1 | 1 | 1 | 1 | 1 | 2 | 1 | 1 | 0 | 0 | 0 | 1 | 1 | 1 | 0 | 0 | 0 | 1 | 1 | 0 | 2 | 0 | 1 | 0 | 0 | 0 | 2 | 0 | 0 | 0 | 2 | 1
STT Defu 1 | 32 | 2 | 0 | 0 | 2 | 1 | 1 | 4 | 4 | 4 | 4 | 4 | 4 | 4 | 1 | 4 | 0 | 3 | 4 | 4 | 2 | 0 | 2 | 2 | 0 | 0 | 2 | 0 | 2 | 2 | 0 | 0 | 0 | 0 | 0 | 0 | 0 | 2 | 2 | 1 | 2 | 0 | 0 | 0 | 0 | 0 | 1 | 2 | 2 | 0 | 1 | 0 | 0 | 0 | 1 | 2 | 2 | 1 | 0 | 2 | 3 | 1 | 1 | 0 | 4 | 1 | 1 | 0 | 1 | 2
STT Defu 3 | 21 | 1 | 0 | 0 | 0 | 0 | 0 | 1 | 1 | 1 | 1 | 1 | 1 | 1 | 1 | 1 | 0 | 1 | 1 | 1 | 0 | 0 | 1 | 0 | 0 | 0 | 1 | 0 | 1 | 1 | 0 | 0 | 0 | 0 | 0 | 0 | 0 | 1 | 1 | 0 | 0 | 0 | 0 | 0 | 0 | 0 | 0 | 1 | 1 | 0 | 1 | 0 | 0 | 0 | 0 | 1 | 0 | 0 | 0 | 1 | 1 | 0 | 1 | 0 | 1 | 0 | 0 | 0 | 1 | 1
STT Loyang | 43 | 2 | 0 | 1 | 2 | 1 | 1 | 5 | 5 | 5 | 5 | 5 | 5 | 5 | 1 | 3 | 0 | 3 | 4 | 3 | 2 | 1 | 2 | 1 | 2 | 0 | 2 | 0 | 1 | 1 | 0 | 0 | 0 | 0 | 0 | 2 | 0 | 2 | 2 | 0 | 2 | 0 | 0 | 1 | 1 | 1 | 1 | 3 | 3 | 2 | 2 | 1 | 1 | 1 | 1 | 3 | 3 | 1 | 1 | 3 | 5 | 2 | 2 | 0 | 2 | 1 | 2 | 1 | 3 | 2
STT MediaHub | 6 | 0 | 0 | 0 | 1 | 1 | 1 | 1 | 1 | 1 | 1 | 1 | 1 | 1 | 0 | 0 | 0 | 0 | 1 | 0 | 0 | 0 | 0 | 0 | 0 | 0 | 0 | 0 | 0 | 0 | 0 | 0 | 0 | 0 | 0 | 1 | 0 | 0 | 0 | 0 | 0 | 0 | 0 | 1 | 0 | 0 | 0 | 0 | 0 | 0 | 0 | 0 | 0 | 0 | 0 | 1 | 0 | 0 | 1 | 0 | 0 | 0 | 0 | 0 | 1 | 0 | 0 | 0 | 0 | 0
STT Tai Seng | 29 | 1 | 0 | 1 | 0 | 0 | 0 | 2 | 2 | 2 | 2 | 2 | 2 | 2 | 1 | 2 | 0 | 2 | 2 | 2 | 1 | 1 | 0 | 0 | 1 | 1 | 1 | 0 | 0 | 0 | 0 | 1 | 0 | 0 | 0 | 0 | 0 | 1 | 0 | 2 | 1 | 0 | 0 | 2 | 1 | 1 | 0 | 1 | 1 | 0 | 1 | 0 | 0 | 0 | 0 | 0 | 2 | 1 | 1 | 0 | 2 | 0 | 0 | 0 | 2 | 2 | 1 | 0 | 2 | 1
Tata Communications Singapore GS | 33 | 1 | 1 | 0 | 3 | 1 | 0 | 4 | 4 | 4 | 4 | 4 | 4 | 4 | 3 | 3 | 0 | 3 | 2 | 3 | 2 | 1 | 4 | 4 | 0 | 1 | 2 | 0 | 0 | 0 | 0 | 0 | 0 | 0 | 0 | 0 | 0 | 1 | 1 | 1 | 1 | 0 | 1 | 0 | 0 | 0 | 2 | 2 | 1 | 1 | 3 | 1 | 0 | 0 | 0 | 2 | 0 | 1 | 1 | 1 | 0 | 0 | 1 | 1 | 2 | 1 | 1 | 0 | 2 | 3
TELEHOUSE Singapore | 30 | 4 | 2 | 2 | 2 | 0 | 0 | 8 | 8 | 8 | 8 | 8 | 8 | 8 | 7 | 5 | 0 | 6 | 7 | 6 | 4 | 3 | 2 | 2 | 2 | 0 | 3 | 0 | 0 | 0 | 0 | 0 | 0 | 0 | 0 | 2 | 0 | 2 | 3 | 2 | 0 | 0 | 0 | 2 | 2 | 3 | 0 | 0 | 0 | 2 | 0 | 0 | 0 | 2 | 1 | 4 | 3 | 0 | 1 | 2 | 5 | 0 | 0 | 0 | 4 | 0 | 2 | 0 | 3 | 3
Telepark | 39 | 2 | 2 | 3 | 3 | 0 | 1 | 10 | 10 | 10 | 10 | 10 | 10 | 10 | 2 | 3 | 0 | 8 | 7 | 8 | 3 | 4 | 0 | 0 | 1 | 1 | 1 | 0 | 1 | 0 | 0 | 1 | 0 | 0 | 0 | 4 | 0 | 4 | 3 | 0 | 1 | 0 | 0 | 2 | 2 | 2 | 0 | 0 | 1 | 3 | 0 | 1 | 2 | 2 | 3 | 1 | 3 | 3 | 0 | 5 | 6 | 1 | 3 | 1 | 7 | 7 | 5 | 1 | 2 | 3
Telin Singapore 1 | 14 | 0 | 2 | 0 | 0 | 0 | 0 | 2 | 2 | 2 | 2 | 2 | 2 | 2 | 1 | 2 | 0 | 2 | 2 | 0 | 2 | 1 | 0 | 0 | 1 | 0 | 0 | 1 | 0 | 0 | 0 | 0 | 0 | 0 | 0 | 0 | 0 | 0 | 0 | 0 | 0 | 0 | 0 | 0 | 0 | 0 | 0 | 2 | 1 | 0 | 0 | 0 | 0 | 0 | 0 | 2 | 0 | 0 | 0 | 0 | 0 | 0 | 1 | 0 | 1 | 0 | 0 | 0 | 1 | 0
Telin Singapore 2 | 32 | 0 | 0 | 2 | 0 | 0 | 1 | 2 | 2 | 2 | 2 | 2 | 2 | 2 | 1 | 1 | 0 | 1 | 1 | 1 | 0 | 1 | 0 | 0 | 2 | 1 | 1 | 1 | 1 | 1 | 1 | 1 | 2 | 1 | 1 | 1 | 0 | 1 | 0 | 1 | 1 | 0 | 0 | 1 | 1 | 1 | 0 | 1 | 1 | 0 | 0 | 0 | 0 | 0 | 0 | 0 | 1 | 0 | 0 | 0 | 1 | 0 | 0 | 0 | 1 | 1 | 0 | 0 | 1 | 1
Telin Singapore 3 | 42 | 1 | 0 | 4 | 0 | 0 | 0 | 5 | 5 | 5 | 5 | 5 | 5 | 5 | 3 | 1 | 0 | 3 | 3 | 3 | 3 | 0 | 1 | 0 | 4 | 1 | 1 | 1 | 1 | 1 | 1 | 1 | 1 | 0 | 1 | 4 | 2 | 2 | 2 | 2 | 2 | 2 | 0 | 2 | 2 | 2 | 0 | 2 | 3 | 2 | 2 | 2 | 0 | 2 | 2 | 0 | 2 | 0 | 0 | 0 | 2 | 0 | 2 | 0 | 2 | 2 | 2 | 0 | 3 | 2

## Sheet1
Not by operator | (blank)
Count of Spec sheet | Column Labels
Row Labels | X | (blank)
1-Net Singapore Pte Ltd | 4
1-Net East
1-Net North | 4
AirTrunk
AirTrunk Singapore - SGP1
Amazon AWS
Amazon AWS SIN - 12 Sunview
APC Hosting
APC Hosting SG1
Ascenix Pte Ptd | 2
Ascenix Data Centre | 2
Big Data Exchange (BDx) | 2
BDx SIN1 | 2
CapitaLand Data Centre | 4
9 Tai Seng Data Centre | 1
Kim Chuan Telecommunications Complex
Telepark | 3
China Mobile International
China Mobile Singapore
CyrusOne Data Centers
CyrusOne Singapore
Digital Realty | 4
29A International Business Park (SIN10) | 2
3 Loyang Way (SIN11) | 2
Empyrion Digital
Empyrion SG1 Dodid Data Centre
Epsilon | 2
Epsilon Global Hubs - Singapore | 2
Equinix | 17
Equinix SG1 | 2
Equinix SG2 | 6
Equinix SG3 | 3
Equinix SG4 | 3
Equinix SG5 | 3
ESR Group
ESR BizPark @ Chai Chee
Global Switch | 8
Global Switch Singapore Tai Seng | 5
Global Switch Singapore Woodlands | 3
Google
Google Singapore Data Center
Iron Mountain Data Centers | 1
Iron Mountain Data Centers SIN-1 | 1
KDDI Corporation | 2
TELEHOUSE Singapore | 2
Keppel Data Centres | 9
Keppel DC Singapore 1 (SGP1) | 2
Keppel DC Singapore 2 (SGP2) | 1
Keppel DC Singapore 3 (SGP3) | 2
Keppel DC Singapore 4 (SGP4) | 2
Keppel DC Singapore 5 (SGP5) | 2
Keppel DC Singapore 7 (SGP7)
M1 Limited
M1 Next-Gen Data Centre
Microsoft
Microsoft Singapore Woodlands
NeutraDC | 6
Telin Singapore 1
Telin Singapore 2 | 2
Telin Singapore 3 | 4
Not Available | 1
Singtel Tuas DC | 1
NTT Global Data Centers | 3
NTT Jurong Data Center | 1
NTT Singapore Serangoon | 2
OVH
OVHcloud SGP1
Princeton Digital Group | 2
Princeton Digital SG1 | 1
Princeton Digital SG3 | 1
Rackspace Hosting | 1
Rackspace Singapore | 1
Singtel | 6
Singtel DC West | 4
Singtel KCTC-2 | 2
SoftLayer
SoftLayer - SNG01
ST Telemedia Global Data Centres | 2
NTT Tai Seng | 1
STT Defu 1
STT Defu 3
STT Loyang | 1
STT Tai Seng
StarHub | 1
StarHub SHDC1@TaiSeng | 1
Tata Communications
Tata Communications Singapore GS
Vodien Internet Solutions
Cintech II
Grand Total | 77

## Data_merged_single
pdf_name_from_info | Data center | Folder_ID | Sustainability report | Annual report | Spec sheet | Other | Not by operator | Wrong DC | Values extracted | Data pdf published | Data center | Data center provider | Pdf info about DC | Pdf info about DC provider | Sustainability Report | Specification Report | Data center name from pdf | Operator | Address | City | Region | Country | Operating status | Year | SERVICES Full Cabinets | SERVICES Shared Rackspace | ISO27001 Certified | ISO9001 Certified | ISO14001 Certified | ISO22301 Certified | ISO45001 Certified | ISO50001 Certified | SOC 1 Type I/II/2 Certified | SOC 2 Type I/II/2 | SOC 3 Type I/II/2 | SAS70 Type 2 | DSS PCI Certified | Firesupression | Fenced Perimeter | CCTV surveillance | Onsite Security Staff | Biometric Access Control | Card Access Control | Mantrap Entry | Total Critical Power | UPS Redundancy | Cooling Redundancy | Standby Power Redundancy | Renewable energy certificates | Green Building certificate | Other certificates | Floor type | Colocation space | BUILDING Total Whitespace | Floors Number | Max Floor Load | Floor to Ceiling Height | Building/facility type | Power system in use | Renewable energy power capacity | PUE | Low carbon innovation in use | Cooling system | WUE | Floor space | Reported clients | Sustainability policies | Green Building standards | Energy standards | Water efficiency standards | Security standards | Security system in use
data-centers-2023-data-centers-sustainability-report.pdf | Iron Mountain Data Centers SIN-1 | 0 | X | [5 empty] | 22 | 2024 | Iron Mountain Data Centers SIN-1 | Iron Mountain Data Centers | No. | Yes | Yes | No | Iron Mountain Data Centers | Iron Mountain Data Centers | not available | Madrid, Chennai, Mumbai, Delhi NCR, Miami, North Virginia, London, Phoenix, North Virginia, New Jersey, Boston, Ohio. | North Virginia | The countries where Iron Mountain Data Centers are located include: - Belgium - Finland - France - Germany - Ireland - Luxembourg - Netherlands - Poland - South Africa - Spain - Sweden - Switzerland - United Kingdom - United States - Canada - Mexico - Argentina - Colombia - Brazil - Chile - Peru | Active | 2023 | not available | not available | not available | not available | not available | not available | not available | not available | not available | Yes | not available | not available | Yes | not available | not available | not available | not available | not available | not available | not available | not available | not available | not available | not available | ISO 14064-1 | ISO 14064-1, ISO 50001 | The ISO standard mentioned in the text is ISO 14064-1. | not available | not available | not available | not available | not available | not available | not available | not available | The on-site renewable energy generation capacity mentioned in the text is 21.3 MW. | 1.3 | not available | not available | 0.4 | 98M | Meta, Microsoft, Oracle, Google | Yes | BREEAM certification | The energy standards mentioned in the text are: - EPA Energy Star program - UL2799 - SS564 (SGP) - Global ISO 50001 - ISO 14064-1 | Water Usage Effectiveness (WUE) | SOC2 and PCI-DSS | not available
3515266c-3868-4cad-bc4e-ea362a2e7106.pdf | Iron Mountain Data Centers SIN-1 | 0 |  |  | X |  |  |  | 27 | 2020 | Iron Mountain Data Centers SIN-1 | Iron Mountain Data Centers | Yes | Yes | No | No | SIN-1 Data Center | Iron Mountain | not available | Serangoon | Serangoon | Singapore | Active | not available | not available | not available | Yes | not available | not available | not available | not available | Yes | not available | Yes | Yes | not available | Yes. | not available | not available | not available | not available | not available | not available | not available | 6 MW | 2N/N+1 designs available | 2N/N+1 designs available | 2N/N+1 designs available | ISO 27001/ISO 50001 | ISO 27001/ISO 50001 | ISO 27001/ISO 50001 | not available | 153,000 SF | 153,000 SF | The text mentions four 10,000 SF data halls. | not available | not available | The type of facility mentioned in the text is a colocation data center. | not available | not available | not available | not available | not available | not available | 153,000 SF | not available | Yes. | ISO 50001 | ISO 50001 | not available | ISO 27001/ISO 50001, SOC 2 Type I/SOC 3 | not available
data-centers-2023-data-centers-sustainability-report.pdf | Iron Mountain Data Centers SIN-1 | 0 | X | [5 empty] | 23 | 2024 | Iron Mountain Data Centers SIN-1 | Iron Mountain Data Centers | No | Yes | Yes | No | Iron Mountain Data Centers | Iron Mountain | Not available | Madrid, Chennai, Mumbai, Delhi NCR, Miami, North Virginia, London, Phoenix, North Virginia, New Jersey, Boston, Ohio. | North Virginia | The countries where the data centers are located include: - Belgium - Finland - France - Germany - Ireland - Luxembourg - Netherlands - Poland - South Africa - Spain - Sweden - Switzerland - United Kingdom - United States - Canada - Mexico - Argentina - Colombia - Brazil - Chile - Peru - India | Active | 2023 | Not available | Not available | Not available | Not available | Not available | Not available | Not available | Not available | Not available | Yes | Not available | Not available | Yes | Not available | Not available | Not available | Not available | Not available | Not available | Not available | Not available | Not available | Not available | Not available | ISO 14064-1 | ISO 14064-1, ISO 50001 | ISO 14064-1 | Not available | Not available | Not available | Not available | Not available | Not available | Not available | Not available | The on-site renewable energy generation capacity mentioned in the text is 21.3 MW. | 1.3 | Not available | The cooling system mentioned is "SIN-1." | 0.4 | 98M | Meta, Microsoft, Oracle, Google | Yes | BREEAM certification | The energy standards mentioned in the text are: - ISO 50001 - ISO 14064-1 | Water Usage Effectiveness (WUE) | SOC2, PCI-DSS, Global ISO 14064, Global ISO 22301 | Not available
data-centers-2022-data-centers-sustainability-report.pdf | Iron Mountain Data Centers SIN-1 | 0 | X | [5 empty] | 24 | 2023 | Iron Mountain Data Centers SIN-1 | Iron Mountain Data Centers | No | Yes | Yes | No | not available | Iron Mountain Data Centers | Not available | Madrid | Not available | Spain | Active | 2024 | Not available | Not available | Not available | Yes | Yes | Yes | Not available | Yes | Not available | Not available | Yes | Not available | Not available | Not available | Not available | Yes | Yes, 24/7. | Not available | Not available | Not available | Not available | Not available | Not available | Not available | ISO 50001 | ISO 14001 ISO 50001 | 1. ISO 14064 2. ISO 14001 3. ISO 50001 | Not available | Not available | Not available | Not available | Not available | Not available | Colocation | Not available | The on-site renewable energy power generation capacity mentioned is 7 MW from solar rooftop generation at the New Jersey facility. | 1.56 | Not available | Not available | 1.41 | Not available | Not available | Yes | BREEAM certification | ISO 50001 (Environmental and Energy Management) | Not available | NIST 800-53 Rev.5, FISMA HIGH, HIPAA/HITECH | NIST 800-53 Rev.5, FISMA HIGH, HIPAA/HITECH
c1ac0gpgybecux3vakqd.pdf | 3 Loyang Way (SIN11) | 1 |  |  | X |  |  |  | 25 | 2023 | 3 Loyang Way (SIN11) | Digital Realty | Yes | Yes | No | No | SN 11 | not available | not available | not available | not available | not available | not available | not available | Yes | not available. | Yes | Yes | Yes | not available | not available | not available | not available. | Yes | Yes | not available. | Yes | not available. | not available | Yes | Yes, 24/7. | Yes | not available | not available | not available | N+1 | N+1 | not available | ISO 27001/ISO 50001 | not available | not available | Raised floor | 800 mm | 800 mm | not available | not available | not available | not available | not available | not available | not available | not available | Water storage providing 24-hours of support at full load | not available | 800 mm | not available | Yes | not available | not available | not available | not available | 24/7 onsite security 2-factor authentication with biometric access to the datacenters 24/7 CCTV monitoring with digital recording and 90-day archiving
5832-1469162104.pdf | 3 Loyang Way (SIN11) | 1 |  |  | X |  |  |  | 24 | 2015 | 3 Loyang Way (SIN11) | Digital Realty | Yes | Yes | No | Yes | not available | Digital Realty | not available | Singapore | Northeast of Singapore | Singapore | Active | not available | not available | not available | not available | not available | not available | not available | not available | not available | not available | not available | not available | not available | not available | not available | Yes | Yes | Yes, 24/7. | Yes | not available | Yes | 13.2 MW | N+1 | N+1 | N+1 | not available | not available | not available | 800mm raised floor | 177,000 sq ft | not available | not available | 12.5 kN per square metre | not available | not available | The power systems mentioned in the text are: - 22kV utility power supplies - 22kV power switch rooms - HT/LV power transformers - N+1 generator sets | not available | 1.5 | not available | The cooling system in use by the data center is "modular magnetic bearing chillers." | not available | 177,000 sq ft | not available | not available | Green Mark platinum certified | not available | not available | MAS Threat Vulnerability Risk Assessment (TVRA) | The security systems in use are: - 24/7 onsite security - 2-factor authentication with biometric access to the data centres - 24/7 CCTV monitoring with digital recording and 90-day archiving - Single entrance/exit - Vehicle crash barrier - Perimetre fence - X-ray screening and circular man trap entry
report_digital_realty_2406_2023_esg_report.pdf | 3 Loyang Way (SIN11) | 1 | X | [5 empty] | 11 | 2024 | 3 Loyang Way (SIN11) | Digital Realty | No | Yes | Yes (ESG report) | No | Not available | Not available | Not available | Not available | Not available | Not available | Not available | not available | Not available | Not available | Yes | Yes | Yes | Yes | Yes | Yes | Not available | Not available | Not available | Not available | Not available | Not available | Not available | Not available | Not available | Not available | Not available | Not available | Not available | Not available | Not available | Not available | Not available | Not available | - ISO 9001 (Quality Management) - ISO 14001 (Environmental Management) - ISO 20001 (Information technology) - ISO 22301 (Business Continuity) - ISO 27001 (Information Security) - ISO 45001 (Occupational Health and Safety) - ISO 50001 (Energy Management) | Not available | Not available | Not available | Not available | Not available | Not available | Not available | Not available | The on-site renewable energy power generation capacity mentioned is 5.7 MW. | Not available | Not available | dry cooling | Not available | 13M | Not available | Yes | Not available | Not available | Not available | Not available | Not available
PCI_DSS_2023_FRA1_DigitalReality.ec8acacc7039.pdf | 3 Loyang Way (SIN11) | 1 |  |  |  | X |  |  | 9 | 2023 | 3 Loyang Way (SIN11) | Digital Realty | Yes | Yes | No | No | ACC4: 44480 Hastings Dr, Ashburn, Virginia | Digital Realty | 44480 Hastings Dr, Ashburn, Virginia | Ashburn, Virginia | Boston, MA, USA | USA | Not available | Not available | Not available | Not available | Not available | Not available | Not available | Not available | Not available | Not available | Not available | Not available | Not available | Not available | Yes | Not available | Not available | Not available | Not available | Not available | Yes | Not available | Not available | Not available | Not available | Not available | Not available | Not available | Not available | Not available | Not available | Not available | Not available | Not available | Not available | Not available | Not available | Not available | Not available | Not available | Not available | Not available | Not available | Not available | Not available | Not available | Not available | Not available | PCI DSS | Not available
Digital-Realty-2021-Award-Write-Up.pdf | 3 Loyang Way (SIN11) | 1 |  |  |  | X |  |  | 18 | 2022 | 3 Loyang Way (SIN11) | Digital Realty | No | Yes | No | No | not available | Digital Realty | Not available | Singapore | Asia Pacific | Singapore | Not available | not available | Not available | Yes | Not available | Not available | Not available | Not available | Not available | Not available | Not available | Not available | Not available | Not available | Not available | Not available | Not available | Yes | Yes, each data center offers around-the-clock security staff, which means they have security onsite 24/7. | Not available | Yes | Not available | Not available | Not available | Not available | Not available | Not available | Not available | Not available | Not available | Not available | Not available | Not available | Not available | The building floor to ceiling height is Not availablet mentioned in the text provided. | The type of facility mentioned in the text is colocation. | Not available | Not available | 1.25 | - On-floor, water-cooled chiller system - Outside air treatment via a plate heat exchanger - Light-emitting diode lighting with motion activation sensors | On-floor, water-cooled chiller system | Not available | Not available | The reported clients of the facility/company are: - a major Singaporean multinational banking and financial services corporation - a leading consumer internet company in South East Asia - a global cloud services provider | Yes | Green Mark Platinum certification by the Building and Construction Authority of Singapore. | Energy Star certifications | Not available | Not available | The security systems mentioned in the text include: - Multi-factor authentication protocols - Authorization processes - Remote camera monitoring backed by digital recording - Closed-circuit television integrated with access controls - Smart card readers
RBC-Datacenter-Download-20210920.pdf | 3 Loyang Way (SIN11) | 1 |  |  |  | X | X | X | 14 | 2021 | 3 Loyang Way (SIN11) | Digital Realty | No | Yes | No | No | not available | Alestra | Not available | Not available | Not available | not available | The operating status of the datacenter is not mentioned in the provided context. Therefore, the response is "Not available" | 2019, 2020 | Not available | Not available | Not available | Not available | Yes | Not available | Not available | Not available | Not available | Not available | Not available | Not available | Not available | Yes | Not available | Not available | Not available | Not available | Not available | Not available | Not available | Not available | Not available | Not available | Not available | ISOs | ISOs | Raised flooring | Not available | Not available | Not available | Not available | Not available | The types of facilities/buildings mentioned in the text are bare metal, colocation, enterprise, and hyperscaler. | Not available | Not available | Not available | Not available | The cooling system mentioned for the Microsoft Azure datacenter in the UK is "chilled water pumps." | For Digital Realty, the WUE in 2020 is 0.37. For CyrusOne, the WUE is Not availablet mentioned, so it is 'Not available'. For QTS Realty, the WUE in 2020 is 1.61. For Iron Mountain, the WUE in 2020 is 0.62. For NEXTDC, the WUE is Not availablet mentioned, so it is 'Not available'. | Not available | Not available | Not available | - Australian NABERS star rating system - USGBC LEED-Silver or equivalent certification - ENERGY STAR Portfolio Manager | Not available | Australian NABERS star rating system | Global Industry Classification Standard (GICS) | Not available
Digital-Realty-Extends-Global-Reach-of-PlatformDIGITAL-with-Third-Data-Centre-in-Singapore-2021.pdf | 3 Loyang Way (SIN11) | 1 |  |  |  | X |  |  | 13 | 2021 | 3 Loyang Way (SIN11) | Digital Realty | No | Yes | No | No | SIN12 | Digital Realty | Not available | Singapore | Singapore | Singapore | Active | not available | Not available | Not available | Not available | Not available | Not available | Not available | Not available | Not available | Not available | Not available | Not available | Not available | Not available | Not available | Not available | Not available | Not available | Not available | Not available | Not available | Not available | Not available | Not available | Not available | Not available | Not available | Not available | Not available | Not available | Not available | Not available | Not available | Not available | The type of facility mentioned in the text is "colocation." | The power systems in use by the data center are turbine generators, uninterruptible power supply (UPS), and lithium-ion batteries. | Not available | 1.25 | The low-carbon techNot availablelogy inNot availablevations mentioned in the text are: - turbine generators - lithium-ion batteries | The text does Not availablet specify the exact name of the cooling system used by the data center. Therefore, the answer is "Not available" | Not available | Not available | Not available | Yes | The green building standard mentioned in the text is the Platinum certification under Singapore's BCA Green Mark building assessment system. | Not available | Not available | Not available | Not available
dlr-10-k-12-31-22.pdf | 29A International Business Park (SIN10) | 3 |  | X |  |  |  |  | 16 | 2023 | 29A International Business Park (SIN10) | Digital Realty | Yes | Yes | No | No | not available | Equinix, Inc. | not available | not available | not available | Brazil Austria Japan Delaware (USA) | Not available | not available | Yes | Yes. | not available | not available | Yes | not available | not available | Yes | not available | not available | not available | not available | not available | Yes | not available | Yes | not available | not available | not available | not available | not available | not available | not available | not available | ISO 50001 | ISO 14001, ISO 50001 | ISO 14001, ISO 50001 | not available | not available | not available | not available | not available | not available | Colocation | not available | not available | not available | not available | not available | not available | not available | not available | Yes | The green building standards mentioned in the text are: - LEED (Leadership in Energy and Environmental Design) - BREEAM (Building Research Establishment Environmental Assessment Method) | not available | LEEDTM (Leadership in Energy and Environmental Design), G-SEED (Green Standard for Energy and Environmental Design), BCA Green Mark (Building and Construction Authority Green Mark) | ISO and SOC certifications | not available
342-1511496744.pdf | 29A International Business Park (SIN10) | 3 |  |  | X |  |  |  | 21 | 2015 | 29A International Business Park (SIN10) | Digital Realty | Yes | Yes | No | Yes | not available | Digital Realty | Not available | Not available | Jurong East area of Singapore | Singapore | Active | Not available | Not available | Not available | Not available | Not available | Not available | Not available | Not available | Not available | Not available | Not available | Not available | Not available | Not available | Not available | Yes | Yes | Yes, 7 x 24 onsite security. | Yes | Not available | Yes | 30 MW | N+1 | N+2 | N+1 | Not available | Not available | Not available | Raised floor | 370,500 sq ft | Not available | Not available | 15k-N per square metre | Not available | Not available | The power systems mentioned are: - 22kV utility power supplies - UPS (Uninterruptible Power Supply) - HT/LV power transformers - Power generators | Not available | Not available | Not available | Dual chilled water loops | Not available | 370,500 sq ft | Not available | Not available | Not available | Not available | Not available | TVRA (Threat Vulnerability Risk Assessment) compliant | The security systems in use are: - 24/7 onsite security - 2-factor authentication with biometric access to the data centres - CCTV monitoring 24/7 with digital recording and 90-day archiving - Single entrance/exit - Vehicle crash barrier - Fence and crash bollard perimeter - X-ray screening and circular man trap entry
Report_Digital_Realty_2019_ESG_Report.pdf | 29A International Business Park (SIN10) | 3 | X | [5 empty] | 20 | 2020 | 29A International Business Park (SIN10) | Digital Realty | No. | Yes | Yes (ESG report) | No | not available | Digital Realty | Not available | Amsterdam, Dublin, London, New York, Northern Virginia, Phoenix, Singapore, Sydney, Tokyo, Hong Kong. | Europe | The data centers are located in the United States, Europe, Latin America, Asia, Australia, and Canada. | Active | not available | Not available | Not available | Yes | Yes | Yes | Not available | Not available | Yes | Not available | Not available | Not available | Not available | Not available | Not available | Not available | Not available | Yes, 24/7 | Not available | Not available | Not available | Not available | Not available | Not available | Not available | ISO 50001 (Energy Management) | ISO 50001 | ISO 50001 (Energy Management) | Not available | Not available | Not available | Not available | Not available | Not available | The type of facility mentioned in the text is "neutral colocation data center." | Not available | Not available | Not available | Not available | free-air cooling | Not available | 5,448 | Not available | Yes | LEED, BREEAM | The energy standards mentioned in the text are: - ISO 50001 (Energy Management) - ENERGY STAR certification - US EPA ENERGY STAR certifications - US Department of Energy Better Buildings Challenge for Data Centers - EPA ENERGY STAR Benchmarking | Not available | US EPA ENERGY STAR certifications | Not available
NYSE_DLR_2018.pdf | 29A International Business Park (SIN10) | 3 | X | [5 empty] | 18 | 2019 | 29A International Business Park (SIN10) | Digital Realty | Yes | Yes | Yes (ESG report) | No | Not available | Not available | Not available | York, Northern Virginia, Phoenix, Amsterdam, Dublin, London, São Paulo, Singapore, Sydney, Tokyo, Hong Kong | The regions where the data centers are located are: - North America - Europe - Latin America - Asia - Australia | United States, Netherlands, Ireland, United Kingdom, Brazil, Singapore, Australia, Japan, Hong Kong | Not available | not available | Not available | Not available | Yes | Yes | Yes | Not available | Not available | Yes | Not available | Not available | Not available | Not available | Not available | Not available | Not available | Not available | Not available | Not available | Yes | Not available | Not available | n+1 | Not available | Not available | Not available | ISO 50001 | 1. ISO 50001 (ENERGY MANAGEMENT) 2. ISO 9001 (QUALITY MANAGEMENT) 3. ISO 27001 (INFORMATION SECURITY MANAGEMENT) | Not available | Not available | Not available | Not available | Not available | Not available | Not available | Uninterruptible power systems (UPS) | Not available | Not available | Not available | Pumped-refrigerant with economizers | 1.37 | Not available | Not available | Yes | The green building standards mentioned in the text are: - USGBC LEED - BREEAM - BCA Green Mark - CEEDA - Green Globes | The energy standards mentioned in the text are: - ENERGY STAR certification - ISO 50001 (ENERGY MANAGEMENT) - SS564 Green Data Centres standard for Energy and Environmental Management Systems | Not available | ISO 9001 (QUALITY MANAGEMENT) ISO 27001 (INFORMATION SECURITY MANAGEMENT) | Not available
342-1511496744.pdf | 29A International Business Park (SIN10) | 3 |  |  | X |  |  |  | 20 | 2015 | 29A International Business Park (SIN10) | Digital Realty | Yes | Yes | No | No | not available | Digital Realty | not available | not available | Jurong East area of Singapore | Singapore | Active | not available | not available | not available | not available | not available | not available | not available | not available | not available | not available | not available | not available | not available | not available | not available | Yes | Yes | Yes, 7 x 24 onsite security. | Yes | not available | Yes | 21.6 MW | N+1 | N+2 | N+1 | not available | not available | not available | 800mm raised floor | not available | not available | not available | 15k-N per square metre | not available | not available | The power systems mentioned in the text are: - 22kV utility power supplies - 22kV power switch rooms - UPS (Uninterruptible Power Supply) - HT/LV power transformers - Power generators | not available | not available | not available | Dual chilled water loops | not available | 370,500 sq ft | not available | not available | not available | not available | not available | TVRA (Threat Vulnerability Risk Assessment) | The security systems in use are: - 24/7 onsite security - 2-factor authentication with biometric access to the data centres - CCTV monitoring 24/7 with digital recording and 90-day archiving - Single entrance/exit - Vehicle crash barrier - Fence and crash bollard perimeter - X-ray screening and circular man trap entry
tm233597d2_ars.pdf | Equinix SG3 | 4 |  | X |  |  |  |  | 17 | 2023 | Equinix SG3 | Equinix | No | Yes | No | No | IBX data center | not available | not available | São Paulo | not available | The country mentioned for the data center location is Brazil (São Paulo). | not available | not available | Yes | not available | not available | not available | Yes | Yes | not available | Yes | not available | not available | not available | not available | Yes | not available | not available | Yes | not available | not available | not available | not available | not available | not available | not available | not available | ISO 14064-3:2006, ISO 14064-3:2019, ISO 14001:2015, ISO 50001 | ISO 14001:2015, ISO 50001:2011 | The ISO Standards/certificates mentioned for the datacenter are: - ISO 22301 - ISO 14001:2015 Environmental Management Standard - ISO 50001:2011 Energy Management Standard | not available | not available | not available | not available | not available | not available | The type of facility mentioned in the text is "colocation." | not available | not available | 1.46 | not available | not available | not available | not available | not available | Yes | The green building standards mentioned in the text are: - LEED green buildings certifications - U.S. Environmental Protection Agency Energy Star for Data Centers - BCA Green Mark - NABERS - Green Globes | Energy and emissions are assured to ISO 14064-3:2019 standards for the quantification and reporting of greenhouse gas (GHG) emissions. | not available | not available | not available
ibx_sg3_en.pdf | Equinix SG3 | 4 |  |  | X |  |  |  | 36 | 2024 | Equinix SG3 | Equinix | Yes | Yes | No | No | SG3 Singapore Data Center | Equinix | 26A, Ayer Rajah Crescent, Singapore, 139963 | Singapore | Southeast Asia | Singapore | Active | not available | Yes | not available | Yes | not available | not available | not available | not available | not available | Yes | Yes | not available | not available | Yes | Yes | not available | Yes | Yes, 24/7 on-site security officers. | Yes | Yes | Yes | not available | 2N | N+1 | 2N | ISO 27001 | ISO 27001 | ISO 27001 | Raised | 10,890 m2 | 10,890 m2 | 7-story | 14.4 kN/m2 | not available | not available | 2N system with 3x2.5MVA paralleling system for each level | not available | not available | not available | N+1 High efficiency water-cooled chiller | not available | 10,890 m2 | not available | Yes. | The green building standards mentioned are: - SS 564 - BCA Green Mark Platinum Award | not available | not available | The security standards mentioned are: - SOC 1 Type II - SOC 2 Type II - ISO 27001 - PCI DSS | The security systems in use are: - Biometric readers (in common areas) - Additional biometric readers (optional) - PIN & card readers
ibx_sg1_en_feb2021.pdf | Equinix SG3 | 4 |  |  | X |  |  | X | 35 | 2021 | Equinix SG3 | Equinix | Yes | Yes | No | Yes | Singapore IBX® Data Center | Equinix, Inc. | 20 Ayer Rajah Cres Ayer Rajah IndustriSG1 Singapore IBX® Data Center 139964, Singapore | Singapore | Ayer Rajah Industrial Park | Singapore | Active | not available | Not available | Not available | Yes | Not available | Not available | Not available | Not available | Not available | Yes | Yes | Not available | Not available | Yes | Yes | Not available | Yes | Yes, 24/7 on-site security officers. | Yes | Yes | Yes | Not available | 2N | N+1 (on chillers) and N+25% (on CRAC units) | N+1 | Not available | ISO 27001 | - ISO 27001 - PCI DSS - SOC 1 Type - SOC 2 Type - SS 564 | Raised | 109,209 ft2 (10,146 m2) | Not available | 9-story | 9.96 kN/m2 | Not available | Colocation | The power systems mentioned in the text are: - UPS Configuration 2N - 8 x 1,375 kVA and 3 x 2,000 kVA diesel generators - N+1 | Not available | Not available | Not available | CRAC units and water-cooled centrifugal chillers | Not available | 109,209 ft2 (10,146 m2) | Not available | Yes | The green building standards mentioned are: - SS 564 Part 1: 2013 SG Standards for Green Data Centers - BCA-IMDA Green Mark Award (Certified) | The energy standards mentioned in the text are: - SS 564 Part 1: 2013 SG Standards for Green Data Centers - BCA-IMDA Green Mark Award (Certified) | Not available | The security standards mentioned in the text are: - ISO 27001 - PCI DSS - SOC 1 Type - SOC 2 Type | The security systems mentioned in the text are: - Man trap entry - 24/7 on-site security officers - Biometric readers (in common areas) - Additional biometric readers (optional) - PIN & card readers - CCTV surveillance with 30-day retention - Motion detection
Equinix-Inc_2023_Annual-Report.pdf | Equinix SG3 | 4 |  | X |  |  |  |  | 21 | 2024 | Equinix SG3 | Equinix | No. | Yes | Yes (ESG report) | No | IBX Data Centers | Not available | Not available | Bogotá, Dubai, Dublin, Frankfurt, Madrid, Milan, Montreal. | The regions where the new data centers are located in 2023 are Bogotá, Dubai, Dublin, Frankfurt, Madrid, Milan, and Montreal. | The countries mentioned where new data centers were opened are Colombia, United Arab Emirates, Ireland, Germany, Spain, Italy, and Canada. | Active | not available | Not available | Yes | Yes | Not available | Yes | Not available | Not available | Yes | Not available | Not available | Not available | Not available | Not available | Not available | Not available | Yes | Not available | Yes | Not available | Not available | Not available | Not available | Not available | Not available | ISO 50001 Energy Management | ISO 14001:2015 Environmental Management Standard, ISO 50001:2011 Energy Management Standard | The ISO Standards mentioned for the data center are: - ISO 50001 Energy Management - ISO 14001 Environmental Management | Not available | Not available | Not available | Not available | Not available | Not available | The type of facility mentioned in the text is "colocation." | Not available | Not available | 1.42 | Not available | Not available | The Water Usage Effectiveness (WUE) for all sites is 1.07. | Not available | Not available | Yes | The green building and energy management certifications and schemes mentioned in the text are: - USGBC LEED green buildings certifications - ISO 14001:2015 Environmental Management Standard - ISO 50001:2011 Energy Management Standard - BCA Green Mark - U.S. EPA Energy Star for Data Centers | The energy standards mentioned in the text are ISO 14064-3:2019 Standards. | Not available | International Organization for Standardization (“ISO”) 27001 standards. | Not available
Equinix,+Inc.+2021+Sustainability+Report+Highlights.pdf | Equinix SG3 | 4 | X | [5 empty] | 20 | 2022 | Equinix SG3 | Equinix | No. | Yes | Yes (ESG report) | No | not available | Equinix, Inc. | not available | Redwood City | Americas, Asia-Pacific, Europe, the Middle East and Africa (EMEA) | The data centers are located in the Americas, Asia-Pacific, and Europe, the Middle East and Africa (EMEA). Specific country names are not mentioned. | Active | Not available | Not available | Yes | Yes | Not available | Yes | Not available | Not available | Yes | Not available | Not available | Not available | Not available | Not available | Not available | Not available | Not available | Yes, the data center uses a variety of suppliers who help maintain some aspects of data center operations and reliability, including physical security measures and security personnel. However, the specific number of hours they are available is Not availablet mentioned in the provided information. | Not available | Not available | Not available | Not available | N+1 | N+1 | N+1 (or greater) | ISO 14064-3 | ISO 14001 Environmental Management System, ISO 50001 Energy Management System | ISO 14001 Environmental Management System, ISO 50001 Energy Management System, ISO 14064-3 | Not available | Not available | Not available | Not available | Not available | Not available | Colocation | The power systems mentioned in the text are UPS units and backup generators. | Not available | 1.48 | Not available | Not available | Not available | Not available | Not available | Not available | Not available | ISO 14064-3 | Not available | Not available | Not available
238.pdf | Equinix SG3 | 4 |  |  | X |  |  |  | 22 | 2014 | Equinix SG3 | Equinix | Yes | Yes | No | Yes | SG3 SINGAPORE IBX+ DATA CENTER | Equinix | not available | Los Angeles, Osaka, Tokyo, Shanghai, Hong Kong, Singapore | One-North area | The countries mentioned for the data center locations are: - United States (Americas) - EMEA (Europe, Middle East, and Africa) - Asia-Pacific Specific countries within these regions are not listed in the provided context. | not available | 2015 | not available | not available | not available | not available | not available | not available | not available | not available | not available | not available | not available | not available | not available | Yes | not available | Yes | Yes, 24/7. | Yes | Yes | not available | not available | not available | N+1 configuration | not available | not available | not available | not available | not available | 30,139 ft2 | not available | 7-story | 12.5 kN/m² | The slab-to-ceiling height mentioned in the text is 6 meters. | Colocation | not available | not available | not available | not available | Water-Cooled Centrifugal Chillers | not available | The leased space is 376,737 ft² and the colocation area is 30,139 ft². | not available | not available | not available | The energy standard mentioned in the text is "99.999+% Power availability." | not available | MAS requirements | The security systems in use are: 1. Physical – Secure 1.8m high blast resistant reinforced concrete external wall; rising barrier entrance for vehicles; Blast resistant external reinforced concrete walls meeting MAS requirements 2. Human – 24x7x365 security officers 3. Electronic – 24x7x365 CCTV recordings; access control; motion detectors; biometric scanners
B28_desc_E.pdf | NTT Singapore Serangoon | 5 |  |  |  | X |  |  | 7 | 2024 | NTT Singapore Serangoon | NTT Global Data Centers | No | No. | No | No | Azure cloud | Not available | Not available | Singapore | Not available | Not available | Inactive | not available | Not available | Not available | Not available | Not available | Not available | Not available | Not available | Not available | Not available | Not available | Not available | Not available | Not available | Not available | Not available | Not available | Not available | Not available | Not available | Not available | Not available | Not available | Not available | Not available | Not available | Not available | Not available | Not available | Not available | Not available | Not available | Not available | Not available | Not available | Not available | Not available | Not available | The low-carbon techNot availablelogy inNot availablevations mentioned in the text are: - Green mark approved lightings - Air-conditioning with motion detecting sensors | Not available | Not available | Not available | Not available | Yes | Only green mark approved lightings and air-conditioning with motion detecting sensors are selected for all meeting rooms and pocket auxiliary spaces. | The energy standards mentioned in the text are: - Only green mark approved lightings and air-conditioning with motion detecting sensors are selected for all meeting rooms and pocket auxiliary spaces. - Office lightings are programmed to switch off by 7pm daily. | Not available | Not available | Not available
br_gdc_apac---serangoon_v2.pdf | NTT Singapore Serangoon | 5 |  |  | X |  |  |  | 26 | 2024 | NTT Singapore Serangoon | NTT Global Data Centers | Yes | Yes | No | Yes | 1. Serangoon Data Center 2. Tai Seng 2 Data Center 3. Jurong Data Center | NTT Ltd. | Not available | Singapore | Serangoon | Singapore | Not available | 2012 | Not available | Not available | Yes | Yes | Yes | Not available | Not available | Not available | Not available | Yes | Not available | Not available | Not available | Not available | Not available | Yes | Not available | Yes | Yes | Not available | Not available | 2N | N+1 configuration | N+1 configuration | Not available | - ISO 14000 - ISO 14001 | The ISO Standards/certificates mentioned for the data centers are: - ISO/IEC 27001:2005 - ISO 27001 - ISO 9001 - ISO 14000 - ISO 14001 | Not available | 16,500m2 | Not available | Not available | Not available | Not available | Not available | The power systems in use by the datacenter are: - UPS - Diesel generator | Not available | Not available | Not available | Chilled water-cooling system | Not available | Not available | Not available | Yes | Green Mark Platinum Award from BCA, LEED Gold certification | Green Mark Platinum Award from BCA, Gold certification for Leadership in Energy and Environmental Design (LEED) | Not available | - ISO/IEC 27001:2005 - ISO 27001 - ISO 9001 - ISO 14000 - ISO 14001 - SOC Type II - SS564 - TVRA compliant | The security systems mentioned are: - Round-the-clock surveillance - Extensive access control points - Intrusive detection alarm - Preregistration - Photo identification
integrated_report_24e.pdf | NTT Singapore Serangoon | 5 | X | [5 empty] | 11 | 2024 | NTT Singapore Serangoon | NTT Global Data Centers | No. | Yes | Yes (ESG report) | No | 1. Dagenham Data Center 2. Ashburn DC (VA3) | NTT CORPORATION | Not available | Ashburn and Dagenham | Southeast Asia | United States and United Kingdom | Not available | not available | Not available | Not available | Not available | Not available | Not available | Not available | Not available | Not available | Not available | Not available | Not available | Not available | Not available | Yes | Not available | Yes | Yes, 24/7 | Not available | Not available | Not available | Not available | Not available | Not available | Not available | Not available | Not available | Not available | Not available | Not available | Not available | Not available | Not available | Not available | Not available | Not available | The text mentions planning to expand total capacity to 2,100 MW or higher in the future. However, it does Not availablet specify the current on-site renewable energy power generation capacity. Therefore, the answer is "Not available" | Not available | 1. IOWN technologies 2. Hydrogenated vegetable oil (HVO) | Not available | Not available | Not available | Not available | Yes | Not available | Not available | Not available | Not available | Not available
ntt_data_sustainability-report-2023.pdf | NTT Singapore Serangoon | 5 | X | [5 empty] | 7 | 2024 | NTT Singapore Serangoon | NTT Global Data Centers | No. | Yes | Yes (ESG report) | No | Global Data Center | not available | Not available | Not available | Not available | Austria | Not available | not available | Not available | Not available | Not available | Not available | Not available | Not available | Not available | Not available | Not available | Not available | Not available | Not available | Not available | Not available | Not available | Not available | Not available | Not available | Not available | Not available | Not available | Not available | Not available | Not available | Not available | Not available | Not available | Not available | Not available | Not available | Not available | Not available | Not available | Colocation | Not available | Not available | Not available | Not available | Liquid Immersion Cooling (LIC) | Not available | Not available | Not available | Yes | The building has the Building and Construction Authority (BCA) Super Low Energy certification. | Not available | Not available | ISAE 3000 | Not available
sr2023.pdf | NTT Singapore Serangoon | 5 | X | [5 empty] | 15 | 2023 | NTT Singapore Serangoon | NTT Global Data Centers | No. | No | Yes (ESG report) | No | NTT DATA CCS CORPORATION (Head Office, data center) | NTT DATA CCS CORPORATION | Not available | Tokyo, Johannesburg, Berlin, Bautzen | not available | Japan, United States, South Africa, Germany | Active | not available | Not available | Yes | Yes | Yes | Yes | Yes | Not available | Not available | Not available | Not available | Not available | Not available | Not available | Not available | Not available | Not available | Not available | Not available | Not available | Not available | Not available | Not available | Not available | Not available | Not available | ISO 22301:2019 | - ISO 22301:2019 - ISO/IEC 27001 | Not available | Not available | Not available | Not available | Not available | Not available | Not available | Not available | The renewable energy power generation capacity available on-site is 747,141 kWh from solar power systems. | 1.72 | Not available | Not available | Not available | Not available | Not available | Not available | The green building standard mentioned in the text is the Leadership in Energy and Environmental Design (LEED) certification by the U.S. Green Building Council (USGBC). | Not available | Not available | Not available | Not available
brochure_data-center-locations_singapore.pdf | NTT Singapore Serangoon | 5 |  |  | X |  |  |  | 22 | 2019 | NTT Singapore Serangoon | NTT Global Data Centers | Yes | Yes | No | Yes | The names of the data centers mentioned in the text are: - Serangoon Data Center - Tai Seng 2 Data Center | NTT | Not available | Singapore | Serangoon | Singapore | Not available | 2012 | Not available | Not available | Yes | Not available | Not available | Not available | Not available | Not available | Not available | Yes | Not available | Not available | Not available | Not available | Not available | Yes | Not available | Yes | Yes | Not available | Not available | 2N | N+1 | N+1 | Not available | Green Mark Platinum | - ISO 27001 | Not available | Not available | Not available | Not available | Not available | Not available | Not available | The power systems in use by the data center are: - UPS in 2N configuration - Diesel generator in N+1 configuration | Not available | Not available | Not available | Chilled water-cooling system | Not available | Not available | Not available | Yes | The green building standard mentioned in the text is the Green Mark Platinum Award from BCA. | Not available | Not available | - ISO 27001 - ISO 9001 - ISO 14000 - ISO 14001 - SOC Type II - SS564 - TVRA compliant - Green Mark Platinum | The security systems mentioned in the text are: - Preregistration - Photo identification - Integrated circuit (IC) card authentication - Biometric authentication - Anti-tailgating system
STT_GDC_ESG_2021_Report.pdf | STT Defu 1 | 6 | X | [5 empty] | 23 | 2022 | STT Defu 1 | ST Telemedia Global Data Centres | Yes | Yes | Yes (ESG report) | No | not available | ST Telemedia Global Data Centres | Not available | Not available | The regions mentioned where data centers are located include: - UK - India - Thailand - Singapore - China - South Korea - Japan - Philippines - Indonesia | 1. UK 2. India 3. Thailand 4. Singapore 5. China 6. South Korea 7. Japan 8. Philippines 9. Indonesia | Not available | Not available | Yes | Yes | Not available | Not available | Yes | Not available | Yes | Yes | Not available | Not available | Not available | Not available | Not available | Not available | Not available | Yes | Yes, 24/7. | Yes | Yes | Not available | Not available | Not available | Not available | Not available | ISO 50001- Energy management | - ISO 50001- Energy management - ISO 14001- Environmental Management System | - ISO 50001- Energy management - ISO 45001 certification of data centre operations - ISO 14001- Environmental Management System | Not available | Not available | Not available | Not available | Not available | The building floor to ceiling height is Not availablet mentioned in the text provided. Therefore, the answer is 'Not available'. | Colocation | Not available | The renewable energy power generation capacity available on-site is approximately 400MWh per annum. | Not available | Not available | Indirect Evaporative Cooling | 1.5 | Not available | Not available | Yes | LEED Gold certified (or local equivalent) | Not available | Not available | Not available | The security systems mentioned in the text are: - Intrusion detection - Physical access controls - 24x7 CCTV monitoring
Inaugural_Environmental_Social_Governance_ESG_Report_1.pdf | STT Defu 1 | 6 | X | [5 empty] | 23 | 2021 | STT Defu 1 | ST Telemedia Global Data Centres | No | Yes | Yes (ESG report) | No | ST Telemedia Global Data Centres | ST Telemedia Global Data Centres | Not available | Delhi | Korea | India, Singapore, Thailand | Not available | not available | Yes | Yes | Not available | Not available | Yes | Not available | Yes | Yes | Not available | Not available | Not available | Not available | Not available | Not available | Not available | Yes | Yes, the datacenter has on-site security personnel available 24/7. | Not available | Yes | Not available | Not available | Not available | Not available | Not available | Not available | ISO 14001 – Environmental Management System ISO 50001 – Energy management | ISO 45001 | Not available | 11,000 sqft | Not available | Not available | Not available | Not available | Colocation | Not available | Not available | Not available | The low-carbon technology innovations mentioned are: - energy efficient cooling - renewable energy - sustainable energy storage | The cooling systems mentioned are: - Reverse osmosis (RO) plant - Air-cooled chillers | Not available | 11,000 sqft | Not available | Yes | Not available | Not available | Not available | International data centre and cybersecurity certifications | The security systems mentioned in the text are: - Intrusion detection - Physical access controls - 24x7 CCTV monitoring
AFII-STT-sustainability-linked-perpetual.pdf | STT Defu 1 | 6 |  |  |  | X | X | X | 7 |  | STT Defu 1 | ST Telemedia Global Data Centres | No. | Yes | Yes (ESG report) | No | not available | STT GDC India | Not available | Bengaluru | Bengaluru | India | Active | not available | Not available | Not available | Not available | Not available | Not available | Not available | Not available | Not available | Not available | Not available | Not available | Not available | Not available | Not available | Not available | Not available | Not available | Not available | Not available | Not available | Not available | Not available | Not available | Not available | Not available | Not available | Not available | Not available | Not available | Not available | Not available | Not available | Not available | Not available | O2 Power | Not available | Not available | Not available | Not available | Not available | Not available | Not available | Yes | Not available | Not available | Not available | Not available | Not available
STT-GDC_Award-Writeup.pdf | STT Defu 1 | 6 |  |  |  | X |  |  | 10 |  | STT Defu 1 | ST Telemedia Global Data Centres | No | Yes | Yes (ESG report) | No | not available | STT GDC | Not available | Bekasi | Bekasi, Indonesia | Indonesia | Active | not available | Not available | Not available | Not available | Not available | Not available | Not available | Not available | Not available | Not available | Not available | Not available | Not available | Not available | Not available | Not available | Not available | Not available | Not available | Not available | Not available | Not available | Not available | Not available | Not available | Not available | Not available | Not available | Not available | Not available | Not available | Not available | Not available | Not available | Not available | The power system in use by the data center is "fuel cell energy-powered servers." | Not available | Not available | 1. AI-based cooling system 2. Cold energy from regasification of liquefied natural gas 3. Fuel cell energy-powered servers using solid oxide fuel cell techNot availablelogy | The cooling system mentioned is "chassis-level precision immersion techNot availablelogy." | Not available | Not available | Not available | Yes | Not available | The energy standards mentioned in the text are maintaining a certain PUE and demonstrating energy-efficient measures. | Not available | Not available | Not available
2024.GlobalDataCenterSurvey.Report.pdf | STT MediaHub | 7 |  |  |  | X | X | X | 6 | 2024 | STT MediaHub | ST Telemedia Global Data Centres | No | No | No | No | Not available | Not available | Not available | Not available | North America and Europe | Not available | Not available | Not available | Not available | Not available | Not available | Not available | Not available | Not available | Not available | Not available | Not available | Not available | Not available | Not available | Not available | Yes | Not available | Not available | Not available | Not available | Not available | Not available | Not available | n+1 | Not available | Not available | Not available | Not available | Not available | Not available | Not available | Not available | Not available | Not available | Not available | Colocation | Not available | Not available | 1.56 | Not available | Not available | Not available | Not available | Not available | Yes | Not available | Not available | Not available | Not available | Not available
62cfbe0726fd494b2f2a5a7a_SIN1 Data Center Data Sheet v6.0_EN.pdf | BDx SIN1 | 8 |  |  | X |  |  |  | 32 | 2022 | BDx SIN1 | Big Data Exchange (BDx) | Yes | Yes | No | No | not available | BDx | 110 Paya Lebar, Singapore 409009 | Singapore | Paya Lebar | Singapore | Active | 2014 | not available | not available | Yes | not available | not available | not available | not available | not available | not available | not available | not available | not available | Yes | Yes | Yes | Yes | Yes, 24/7 | Yes | Yes | Yes | 9.6 MW | N + 1 | N + 1 | N + 1 diesel generator redundancy | not available | ISO 27001 | ISO 27001 | Raised floor | 45,000 ft2 | 45,000 ft2 | not available | 10 kN/m2 | 4,200 mm floor to ceiling height | not available | N + 1 distributed UPS (7,500 kVA) | not available | not available | not available | High efficiency water-cooled chillers with N + 1 redundancy | not available | 45,000 ft2 | not available | not available | not available | not available | not available | PCI/DSS | - Security of racks, cages and private room with secured locking mechanisms - External perimeter fence with 24/7 CCTV monitoring and guard patrols - Mantraps to data hall - Two-factor authentication (Biometric and Card) at all key entry/exit points
6277191b1cd1db4ebc4fde36_BDx CAN1 Data Sheet (EN).pdf | BDx SIN1 | 8 |  |  | X |  |  | X | 28 | 2021 | BDx SIN1 | Big Data Exchange (BDx) | No | Yes | No | No | CAN1 Data Centre | Not available | No. 20, Doutang Road, Huangpu District, Guangzhou 511356 | Guangzhou | Huangpu District | China | Active | 2017 | Yes | not available | not available | not available | not available | not available | not available | not available | not available | not available | not available | not available | not available | Yes | Yes | Yes | Yes, 24/7 | Yes | Yes | Yes | 4050 KVA | N+1 | N+1 | N+1 | not available | not available | not available | Raised floor | not available | not available | The text mentions a 1st floor and a 2nd floor. | 20 kN/m2 | The floor to ceiling heights mentioned in the text are: - 6,200 mm for the 1st floor - 4,200 mm for the 2nd floor | The type of facility mentioned in the text is a "colocation" data centre. | The power systems mentioned for the data center are: - Dual power lead-in - 2 x 4MVA utility supply - Generators in N+1 redundancy with (3+1) * 2MW - Total UPS capacity is 4050 KVA (5 x 810 KVA) in N+1 mode redundancy | not available | not available | not available | The cooling systems mentioned in the text are high efficiency chillers, cooling towers, chilled water pumps, and computer room air conditioning (CRAC) units. | not available | not available | not available | not available | not available | not available | not available | AS1680.22 | The security systems in use are: - Security of racks, cages, and private room with secured locking mechanisms - External perimeter fence with 24/7 CCTV monitoring and guard patrols - Double interlocked mantraps to data hall - Two-factor authentication (Biometric and Card) at all key entry/exit points - Pre-authorized visitors only whose logs kept for 1 year
2020_11_03_Eng.pdf | BDx SIN1 | 8 |  |  |  | X |  |  | 11 | 2020 | BDx SIN1 | Big Data Exchange (BDx) | Yes | Yes | No. | No | SIN1 | HGC | not available | Singapore | Southeast Asia | Singapore, Hong Kong | Active | not available | Yes | not available | not available | not available | not available | not available | not available | not available | not available | not available | not available | not available | not available | not available | not available | not available | not available | not available | not available | not available | 6 megawatts | not available | not available | not available | not available | not available | not available | not available | not available | not available | not available | not available | The size of the building floor to ceiling height is not availablet mentioned in the text provided. Therefore, the answer is 'not available'. | Colocation | 6 megawatts of power capacity | not available | not available | not available | not available | not available | not available | not available | not available | not available | not available | not available | not available | not available
ap-data-centre-spotlight-05-2024.pdf | BDx SIN1 | 8 |  |  |  | X | X | X | 9 | 2024 | BDx SIN1 | Big Data Exchange (BDx) | Yes | Yes | No | No | The names of the data centers mentioned are: - Asia Pacific Data Centres - Data Center First - Existing Data Centre - Future Data Centre - Manado | VNTT | Not available | Manado | Manado | Not available | Active | Not available | Not available | Not available | Not available | Not available | Not available | Not available | Not available | Not available | Not available | Not available | Not available | Not available | Not available | Not available | Not available | Not available | Not available | Not available | Not available | Not available | Not available | Not available | Not available | Not available | Not available | Not available | Not available | Not available | Not available | Not available | Not available | Not available | Not available | hyperscaler | Not available | Not available | Not available | Undersea and floating data centres | The cooling system in use by the data center is an "indirect evaporative cooling system." | Not available | 14,450 sq m | Not available | Not available | Not available | Not available | Not available | Not available | Not available
BDx Launches 360View with Free Downloads.pdf | BDx SIN1 | 8 |  |  |  | X |  |  | 9 | 2022 | BDx SIN1 | Big Data Exchange (BDx) | No. | Yes | No | No | not available | Big Data Exchange (BDx) | Not available | Hong Kong | China, Hong Kong, and Singapore. | China, Hong Kong, Singapore | Active | not available | Not available | Not available | Not available | Not available | Not available | Not available | Not available | Not available | Not available | Not available | Not available | Not available | Not available | Not available | Not available | Not available | Not available | Not available | Not available | Not available | Not available | Not available | Not available | Not available | Not available | Not available | Not available | Not available | Not available | Not available | Not available | Not available | Not available | Colocation | Not available | Not available | Not available | Not available | Not available | Not available | Not available | Acclivis TechNot availablelogies & Solutions, EXA | Yes | Not available | The energy standards mentioned in the text are PUE (Power Usage Efficiency), CUE (Carbon Usage Effectiveness), and CoP (Coefficient of Performance). | Not available | Not available | Not available
Big+Data-report+FINAL.pdf | BDx SIN1 | 8 |  |  |  | X | X | X | 0 | 2021 | BDx SIN1 | Big Data Exchange (BDx) | No. | No. | No | Yes | not available | Not available | Not available | Not available | Not available | Not available | not available | not available | Not available | Not available | Not available | Not available | Not available | Not available | Not available | Not available | Not available | Not available | Not available | Not available | Not available | Not available | Not available | Not available | Not available | Not available | Not available | Not available | Not available | Not available | Not available | Not available | Not available | Not available | Not available | Not available | Not available | Not available | Not available | Not available | Not available | Not available | Not available | Not available | Not available | Not available | Not available | Not available | Not available | Not available | Not available | Not available | Not available | Not available | Not available | Not available
1_s2.0_S0959652622032115_main.pdf | BDx SIN1 | 8 |  |  |  | X | X | X | 1 |  | BDx SIN1 | Big Data Exchange (BDx) | No. | No. | No | Yes | Not available | Not available | Not available | Not available | Not available | United States | Not available | Not available | Not available | Not available | Not available | Not available | Not available | Not available | Not available | Not available | Not available | Not available | Not available | Not available | Not available | Not available | Not available | Not available | Not available | Not available | Not available | Not available | Not available | Not available | Not available | Not available | Not available | Not available | Not available | Not available | Not available | Not available | Not available | Not available | Not available | Not available | Not available | Not available | Not available | Not available | Not available | Not available | Not available | Not available | Not available | Not available | Not available | Not available | Not available | Not available
empyrion-dc-apac-outlook-Oct-23.pdf | Empyrion SG1 Dodid Data Centre | 9 |  |  |  | X |  |  | 13 | 2023 | Empyrion SG1 Dodid Data Centre | Empyrion Digital | Yes | Yes | No | No | SG1 Dodid Data Centre, KR1 Gangnam Data Centre | EMPYRION DC | not available | Singapore and Seoul. | Singapore | Singapore | not available | not available | not available | not available | not available | not available | not available | not available | not available | not available | not available | not available | not available | not available | not available | not available | not available | not available | not available | not available | not available | not available | not available | not available | not available | not available | not available | not available | not available | not available | not available | not available | Nine-story | not available | not available | The type of facility mentioned in the text is a data centre. | Electrical Power Monitoring Systems (EPMS) | not available | 1.30 | The low-carbon technot availablelogy innot availablevations mentioned are: - Advanced cooling systems - High efficiency building integrated photovoltaic panels (BIPV) - Exterior plant walls | not available | not available | not available | not available | Yes | BCA-IMDA Green Mark (Platinum) Award | not available | Water Usage Effectiveness (WUE) | not available | not available
empyrion-dc-apac-outlook-Oct-23.pdf | Empyrion SG1 Dodid Data Centre | 9 |  |  |  | X |  |  | 13 | 2023 | Empyrion SG1 Dodid Data Centre | Empyrion Digital | Yes | Yes | No | No | SG1 Dodid Data Centre, KR1 Gangnam Data Centre | EMPYRION DC | Not available | Singapore | Singapore | Singapore | Not available | not available | Not available | Not available | Not available | Not available | Not available | Not available | Not available | Not available | Not available | Not available | Not available | Not available | Not available | Not available | Not available | Not available | Not available | Not available | Not available | Not available | Not available | Not available | Not available | Not available | Not available | Not available | Not available | Not available | Not available | Not available | Nine-story | Not available | Not available | The type of facility mentioned in the text is a data centre. | Electrical Power Monitoring Systems (EPMS) | Not available | 1.30 | The low-carbon techNot availablelogy inNot availablevations mentioned are: - Advanced cooling systems - High efficiency building integrated photovoltaic panels (BIPV) - Exterior plant walls | Not available | Not available | Not available | Not available | Yes | BCA-IMDA Green Mark (Platinum) Award | Not available | Water Usage Effectiveness (WUE) | Not available | Not available
ESG-Report-2023-24.pdf | Empyrion SG1 Dodid Data Centre | 9 | X | [5 empty] | 16 |  | Empyrion SG1 Dodid Data Centre | Empyrion Digital | No | No | Yes (ESG report) | Yes | The names of the data centers mentioned in the text are: - SG1 - JH1 - SH1 - NJ1 - LF1 - ID1 | Not available | Not available | Surabaya | Singapore | The data centers mentioned are located in the following countries: - Singapore - Indonesia - China - Malaysia | Active | not available | Not available | Not available | Yes | Yes | Not available | Yes | Yes | Not available | Not available | Not available | Not available | Not available | Not available | Not available | Not available | Not available | Not available | Not available | Not available | Not available | Not available | Not available | Not available | Not available | Not available | ISO 45001 | ISO 45001 | Not available | Not available | Not available | Not available | Not available | Not available | Not available | UPS | Not available | <1.21 | Not available | The cooling systems mentioned are: - Closed-loop air cooled chiller systems - Adiabatic air-cooled system - Liquid cooling solutions (immersion and direct-to-chip) | Not available | Not available | Not available | Not available | BCA Green Mark | Not available | Not available | ISO 45001 | Not available
ibx_sg5_en.pdf | Equinix SG5 | 10 |  |  | X |  |  |  | 33 | 2024 | Equinix SG5 | Equinix | Yes | Yes | No | Yes | SG5 Singapore Data Center | Equinix | 6 Sunview Drive, Singapore 627488 | Singapore | Southeast Asia | Singapore | Not available | not available | Yes | Not available | Yes | Not available | Not available | Not available | Not available | Not available | Yes | Yes | Not available | Not available | Yes | Yes | Not available | Yes | Yes, 24/7 | Yes | Yes | Yes | Not available | 2N | N+1 | N+1 | Not available | ISO 27001 | ▪ ISO 27001 | Slab | 7,700 m2 | Not available | 9-story | 15 kN/m2 | Not available | Colocation | AC Power Circuits | Not available | Not available | Not available | High efficiency water-cooled chiller | Not available | 7,700 m2 | Not available | Yes | Not available | Not available | Not available | The security standards mentioned in the text are: - SOC 1 Type II - SOC 2 Type II - ISO 27001 - PCI DSS | The security systems mentioned in the text are: - 24/7 Man Trap Entry - 24/7 on-site security officers - Biometric readers (in common areas), additional biometric readers (optional) - PIN & card readers - Very Early Warning Fire Detection System (VEWFD) per NFPA 76 - Nitrogen gas suppression system (optional)
0001628280-24-005350.pdf | Equinix SG5 | 10 |  | X |  |  |  |  | 18 | 2024 | Equinix SG5 | Equinix | No | Yes | Yes | No | IBX data centers | Equinix | not available | not available | not available | Spain | Not available | not available | Yes | not available | Yes | not available | Yes | not available | not available | Yes | not available | not available | not available | not available | not available | not available | not available | Yes | not available | Yes | not available | not available | not available | not available | not available | not available | ISO 14064-3:2019 | ISO 14001:2015 Environmental Management Standard, ISO 50001:2011 Energy Management Standard | The ISO Standards/certificates mentioned in the text for the data center are: - ISO 14001:2015 Environmental Management Standard - ISO 50001:2011 Energy Management Standard - ISO 14064-3:2019 Standards - ISO 27001 standards | not available | not available | not available | not available | not available | not available | colocation | not available | not available | not available | not available | not available | not available | not available | not available | Yes | The green building standards mentioned in the text are: - ISO 14001:2015 Environmental Management Standard - ISO 50001:2011 Energy Management Standard - BCA Green Mark - U.S. EPA Energy Star for Data Centers | The energy standards mentioned in the text are: - ISO 50001 Energy Management - ISO 14064-3:2019 Standards for the quantification and reporting of GHG emissions (Scope 1, 2, and 3) | not available | ISO 27001 standards. | The security systems mentioned in the text are: - Dedicated cameras - Biometric hand scanners
ibx_sg5_en.pdf | Equinix SG5 | 10 |  |  | X |  |  |  | 34 | 2024 | Equinix SG5 | Equinix | Yes | Yes | No | Yes | SG5 Singapore Data Center | Equinix | 6 Sunview Drive, Singapore 627488 | Singapore | Southeast Asia | Singapore | not available | not available | Yes | not available | Yes | not available | not available | not available | not available | not available | Yes | Yes | not available | not available | Yes | Yes | not available | Yes | Yes, 24/7 | Yes | Yes | Yes | not available | 2N | N+1 | N+1 | not available | ISO 27001 | ▪ ISO 27001 | Slab | 7,700 m2 | 7,700 m2 | 9-story | 15 kN/m2 | not available | Colocation | AC Power Circuits | not available | not available | not available | High efficiency water-cooled chiller | not available | 7,700 m2 | not available | Yes. | not available | not available | not available | The security standards mentioned in the text are: - SOC 1 Type II - SOC 2 Type II - ISO 27001 - PCI DSS | The security systems mentioned in the text are: - 24/7 Man Trap Entry - 24/7 on-site security officers - Biometric readers (in common areas), additional biometric readers (optional) - PIN & card readers - Heat detectors - Pre-action sprinkler system with Nitrogen gas - Very Early Warning Fire Detection System (VEWFD) per NFPA 76 - Nitrogen gas suppression system (optional)
ibx_sg4_en_feb2021.pdf | Equinix SG5 | 10 |  |  | X |  |  | X | 36 | 2021 | Equinix SG5 | Equinix | Yes | Yes | No | Yes | Singapore IBX® Data Center | Equinix | 7, Tai Seng DriveSG4 Singapore IBX® Data Center Singapore 535218 | Singapore | Singapore | Singapore | Active | not available | Yes | not available | Yes | not available | not available | not available | not available | not available | Yes | Yes | not available | not available | Yes | Yes | not available | Yes | Yes, 24/7 on-site security officers. | Yes | Yes | Yes | not available | 2N | N+1 water-cooled chillers | N+2 MV genset ring | not available | - ISO 27001 - PCI DSS - SOC 1 Type - SOC 2 Type - SS 564 | - ISO 27001 - PCI DSS - SOC 1 Type - SOC 2 Type - SS 564 | Raised | 45,424 ft2 | The colocation space mentioned in the text is 45,424 ft2 (4,220 m2). | 7-story | 10-12.5 kN/m2 | not available | Colocation | UPS Configuration 2N Standby Power Configuration N+2 MV genset ring | not available | not available | not available | N+1 water-cooled chillers | not available | 45,424 ft2 (4,220 m2) | not available | Yes. | BCA Green Mark GoldPlus Award | not available | not available | - ISO 27001 - PCI DSS - SOC 1 Type - SOC 2 Type - SS 564 | The security systems in use are: - 24/7 on-site security officers - Biometric readers (in common areas) - Additional biometric readers (optional) - PIN & card readers - CCTV surveillance with 30-day retention - Motion detection - Man trap entry - Perimeter fence
ip_equinix_sustainability_report_2020_en_june2021.pdf | Equinix SG5 | 10 | X | [5 empty] | 23 | 2021 | Equinix SG5 | Equinix | No. | Yes | Yes (Sustainability Report) | No | Not available | Equinix, Inc. | Not available | Redwood City, Hong Kong, Amsterdam | Americas, Asia-Pacific, Europe, the Middle East, and Africa (EMEA). | The countries mentioned where Equinix operates data centers are the USA, Canada, countries in Asia-Pacific, and countries in Europe, the Middle East, and Africa (EMEA). | Active | Not available | Yes | Not available | Yes | Not available | Yes | Not available | Not available | Yes | Not available | Not available | Not available | Not available | Not available | Yes | Not available | Not available | Yes, the data center operations include physical security measures and security personnel. However, the specific number of hours they are available is Not availablet mentioned in the provided context. | Not available | Not available | Not available | Not available | N+1 (or greater) | N+1 | N+1 (or greater) redundancy | ISO 14064-3 | ISO 14001 Environmental Management System, ISO 50001, ISO 14064-3 | ISO 14001 Environmental Management System, ISO 50001, ISO 27001 | Not available | Not available | Not available | Not available | Not available | Not available | Colocation | The power systems mentioned in the text are UPS units and backup generators. | Not available | 1.51 | Not available | Not available | Not available | Not available | Not available | Yes | Singapore BCA-IMDA Green Mark, U.S. Green Building Council (LEED) | The energy standards mentioned are ISO 14064-3:2019. | Not available | Not available | Not available
ibx_sg1_en_feb2021.pdf | Equinix SG1 | 11 |  |  | X |  |  |  | 37 | 2021 | Equinix SG1 | Equinix | No | Yes | No | No | Singapore IBX® Data Center | Equinix, Inc. | 20 Ayer Rajah Cres Ayer Rajah IndustriSG1 Singapore IBX® Data Center 139964, Singapore | Singapore | Ayer Rajah Industrial Park | Singapore | Active | not available | not available | not available | Yes | not available | not available | not available | not available | not available | Yes | Yes | not available | not available | Yes | Yes | not available | Yes | Yes, 24/7 on-site security officers. | Yes | Yes | Yes | not available | 2N | N+1 (on chillers) and N+25% (on CRAC units) | N+1 | ISO 27001 PCI DSS SOC 1 Type SOC 2 Type SS 564 | ISO 27001 | - ISO 27001 - PCI DSS - SOC 1 Type - SOC 2 Type - SS 564 | Raised | 109,209 ft2 | not available | 9-story | 9.96 kN/m2 | not available | Colocation | The power systems mentioned in the text are: - UPS Configuration 2N - 8 x 1,375 kVA and 3 x 2,000 kVA diesel generators | not available | not available | E-Clean energy saver project | CRAC units and water-cooled centrifugal chillers | not available | 109,209 ft2 (10,146 m2) | not available | Yes. | The green building standards mentioned are: - SS 564 Part 1: 2013 SG Standards for Green Data Centers - BCA-IMDA Green Mark Award (Certified) | The energy standards mentioned in the text are: - SS 564 Part 1: 2013 SG Standards for Green Data Centers - BCA-IMDA Green Mark Award (Certified) | not available | - ISO 27001 - PCI DSS - SOC 1 Type - SOC 2 Type - SS 564 | The security systems mentioned in the text are: - Man trap entry - 24/7 on-site security officers - Biometric readers (in common areas) - Additional biometric readers (optional) - PIN & card readers - CCTV surveillance with 30-day retention - Motion detection
234.pdf | Equinix SG1 | 11 |  |  | X |  |  |  | 29 | 2015 | Equinix SG1 | Equinix | Yes | Yes | No | Yes | SG1 SINGAPORE IBX+ DATA CENTER | Equinix | not available | Singapore | The data center is located in the Asia-Pacific region. | The data center mentioned is located in Singapore. | not available | not available | not available | not available | Yes | not available | not available | not available | not available | not available | Yes | not available | not available | not available | not available | Yes | not available | Yes | Yes, 24/7 | not available | Yes | not available | 1.2 - 4kVA | N+N | N+1 | N+1 | not available | ISO / IEC 27001: 2013 | The ISO Standards/certificates assigned to the datacenter are: - ISO / IEC 27001: 2013 | Raised floors | 76,680 ft2 | not available | The building has 9 stories. | 12.5 kN/m2 | The slab-to-ceiling height of the building is 4.9 m. | not available | The power systems mentioned are: - Uninterruptible Power System - Standby Power (Critical Load Generator) | not available | not available | not available | The cooling systems mentioned are: - Air-Cooled Centrifugal Chillers - Water-Cooled Centrifugal Chillers | not available | Leased: 181,716 ft² (16,882 m²) Colocation Area: 76,680 ft² (7,124 m²) | not available | not available | BCA-IDA Green Mark Certified | ISO / IEC 27001: 2013 SSAE16 SOC-1 Type ll SS564: 2010 SS507: 2008 BCA-IDA Green Mark Certified | not available | The security standards mentioned are: - ISO / IEC 27001: 2013 - SSAE16 SOC-1 Type ll - SS564: 2010 - SS507: 2008 | The security systems in use are: 1. Physical access control lists 2. 24x7 Equinix not availableC personnel 3. 24x7x365 security officers 4. 24x7x365 CCTV recordings 5. Access control 6. Motion detectors 7. Geometric readers (optional)
Equinix+Q4+23+Earnings+Presentation+Final.pdf | Equinix SG1 | 11 |  |  |  | X |  |  | 8 | 2024 | Equinix SG1 | Equinix | No | Yes | Yes (Sustainability Report/ESG Report) | No | AB1, AD1 | Equinix, Inc. | Not available | Abidjan and Abu Dhabi. | Asia-Pacific | The countries mentioned for the data centers are Ivory Coast (for Abidjan) and United Arab Emirates (for Abu Dhabi). | The operating status of the data center is Not available | Not available | Not available | Not available | Not available | Not available | Not available | Not available | Not available | Not available | Not available | Not available | Not available | Not available | Not available | Not available | Not available | Not available | Not available | Not available | The information provided mentions a "5-layer physical security" system but does Not availablet specify the types of security measures, such as SECURITY Card Access Control. Therefore, the answer is "Not available" | Not available | Not available | Not available | Not available | Not available | Not available | Not available | Not available | Not available | Not available | Not available | Not available | Not available | Not available | Not available | Not available | Not available | Not available | Not available | Not available | Not available | Not available | Not available | Yes | Not available | Not available | Not available | Not available | Not available
1-Net_Pocket_Brochure.pdf | 1-Net North | 12 |  |  | X |  |  |  | 25 | 2016 | 1-Net North | 1-Net Singapore Pte Ltd | Yes | Yes | No | Yes | not available | 1-Net | Not available | Singapore | Singapore | Singapore | Active | Not available | Not available | Not available | Yes | Not available | Not available | Yes | Not available | Not available | Not available | Not available | Not available | Not available | Not available | Not available | Yes | Not available | Not available | Not available | Yes | Not available | 30 MVA | N+1 | n+1 | n+1 | Not available | ISO27001, ISO22301 | Not available | Raised floors | Not available | Not available | 5 | 12.5 kN per square meter | The floor to ceiling height mentioned in the text is 5.9 meters from slab-to-slab for levels 2 to 5. | Not available | The power systems in use by the data center are: - 3 Independent UPS Systems | Not available | Not available | Not available | The cooling system mentioned in the text is the Air Conditioning and Mechanical Ventilation (ACMV) System. | Not available | Approximately 20,000 m2 | Not available | Not available | BCA-IDA Green Mark Award for New Data Centres (Gold Plus) | The energy standard mentioned in the text is "BCA-IDA Green Mark Award for New Data Centres (Gold Plus)." | Not available | The security standards mentioned in the text are: - ISO27001 Information Security Management System (ISMS) - ISO22301 Business Continuity Management System (BCMS) | The security systems mentioned in the text are: - Multiple layers of security access control in facility - Security and monitoring environment - Bomb-blast proof reinforced concrete wall around facility - Reinforced concrete anti-crash wall with anti-climb fencing on perimeter
1-Net_North_Brochure_2016.pdf | 1-Net North | 12 |  |  | X |  |  |  | 0 | 2016 | 1-Net North | 1-Net Singapore Pte Ltd | I don't have access to the content of any PDFs or external documents, so I can't confirm whether it contains information about 1-Net North or not. | I don't have the ability to access or review specific PDF files or their contents. Please check the PDF directly for information regarding 1-Net Singapore Pte Ltd. | No | I don't have the ability to view specific files or their contents, including PDFs. Therefore, I can't confirm whether the document you are referring to is a Specification/Technical Report. Please check the document directly for the information you need. | not available | not available | not available | not available | not available | not available | not available | not available | Not available | Not available | Not available | Not available | Not available | Not available | Not available | Not available | Not available | Not available | Not available | Not available | Not available | Not available | Not available | Not available | Not available | Not available | Not available | Not available | Not available | Not available | Not available | Not available | Not available | Not available | Not available | Not available | Not available | Not available | Not available | Not available | Not available | Not available | Not available | Not available | Not available | Not available | Not available | Not available | Not available | Not available | Not available | Not available | Not available | Not available | Not available | Not available
ONE_Sustainability Report 2024.pdf | 1-Net North | 12 | X |  |  |  |  | X | 1 | 2024 | 1-Net North | 1-Net Singapore Pte Ltd | No. | No | Yes (Sustainability Report) | No | Not available | Not available | Not available | Not available | Not available | Not available | Not available | not available | Not available | Not available | Not available | Yes | Not available | Not available | Not available | Not available | Not available | Not available | Not available | Not available | Not available | Not available | Not available | Not available | Not available | Not available | Not available | Not available | Not available | Not available | Not available | Not available | Not available | Not available | Not available | Not available | Not available | Not available | Not available | Not available | Not available | Not available | Not available | Not available | Not available | Not available | Not available | Not available | Not available | Not available | Not available | Not available | Not available | Not available | Not available | Not available
Meta-2023-Sustainability-Report-1.pdf | 1-Net North | 12 | X |  |  |  |  | X | 15 | 2023 | 1-Net North | 1-Net Singapore Pte Ltd | No. | No. | Yes (Sustainability Report) | No | 1. Altoona, IA 2. Clonee, Ireland 3. Papillion, NE | Not available | Not available | The cities where the data centers are located are: - Altoona, IA - Clonee, Ireland - Papillion, NE | AMER (Americas) | The data centers mentioned are located in the United States (Altoona, IA) and Ireland (Clonee). | Not available | Not available | Not available | Not available | Not available | Not available | Not available | Not available | Not available | Yes | Not available | Not available | Not available | Not available | Not available | Not available | Not available | Not available | Not available | Not available | Not available | Not available | Not available | Not available | Not available | Not available | ISO 50001 | ISO 50001 | ISO 50001 | Not available | Not available | Not available | Not available | Not available | Not available | Not available | Not available | Not available | The Power Usage Effectiveness (PUE) of the data center for the year 2022 is 1.08. | Not available | Evaporative cooling | 0.20 | Not available | Not available | Yes | The green building standards mentioned in the text are: - GreenStar - ISO 50001 - LEED rating system - Fitwel | The energy standards mentioned in the text are: - LEED Gold - ISO 50001 | Not available | SASB, TCFD | Not available
ONE_Sustainability_Report_2023_FINAL.pdf | 1-Net North | 12 | X |  |  |  |  | X | 4 | 2023 | 1-Net North | 1-Net Singapore Pte Ltd | No | No | Yes (Sustainability Report) | No | Not available | not available | Not available | Not available | Not available | Not available | not available | not available | Not available | Not available | Not available | Not available | Not available | Not available | Not available | Not available | Not available | Not available | Not available | Not available | Not available | Not available | Not available | Not available | Not available | Not available | Not available | Not available | Not available | Not available | Not available | Not available | Not available | Not available | Not available | Not available | Not available | Not available | Not available | Not available | Not available | Not available | Not available | Not available | Not available | CCS (Carbon Capture and Storage) | Not available | Not available | Not available | Not available | Yes | Not available | The energy standards mentioned in the text are: - GRI 302-1: Energy consumption within the organisation | Not available | Not available | The security measures mentioned in the text are: - Installation of razor wire - Provision of bullet-proof vests and helmets - Use of a high-pressure water Not availablezzle - Maintaining high speeds - Reviewing navigation policies
1-Net_Pocket_Brochure.pdf | 1-Net North | 12 |  |  | X |  |  |  | 23 | 2016 | 1-Net North | 1-Net Singapore Pte Ltd | Yes | Yes | No | Yes | not available | 1-Net | not available | Singapore | not available | Singapore | Active | Not available | not available | not available | Yes | not available | not available | Yes | not available | not available | not available | not available | not available | not available | not available | not available | Yes | not available | not available | not available | Yes | not available | 30 MVA | N+1 | The information provided does not availablet specify the redundancy level for the power cooling systems, so the answer is "not available" | n+1 | not available | ISO27001, ISO22301 | not available | Raised floors | not available | not available | The text mentions that 1-Net not availablerth is a five-level building. | 12.5 kN per square meter | The floor to ceiling height mentioned in the text is 5.9 meters from slab-to-slab for levels 2 to 5. | not available | The power systems mentioned in the text are: - 3 Independent UPS Systems | not available | not available | not available | not available | not available | Approximately 20,000 m2 | not available | not available | BCA-IDA Green Mark Award for New Data Centres (Gold Plus) | BCA-IDA Green Mark Award for New Data Centres (Gold Plus) | not available | The security standards mentioned in the text are: - ISO27001 Information Security Management System (ISMS) - ISO22301 Business Continuity Management System (BCMS) | The security systems mentioned in the text are: - Multiple layers of security access control in facility - Security and monitoring environment - Highly Secured Premise - Bomb-blast proof reinforced concrete wall around facility - Reinforced concrete anti-crash wall with anti-climb fencing on perimeter
1-Net_North_Brochure_2016.pdf | 1-Net North | 12 |  |  | X |  |  |  | 11 | 2016 | 1-Net North | 1-Net Singapore Pte Ltd | No. | No. | No | No | not available | not available | not available | not available | not available | not available | not available | not available | not available | not available | not available | not available. | not available. | not available. | not available. | not available. | not available. | not available. | not available. | not available. | not available. | not available. | not available | not available | not available | not available | not available | not available | not available | not available | not available | not available | not available | not available | not available | not available | not available | not available | not available | not available | not available | not available | not available | not available | not available | not available | not available | not available | not available | not available | not available | not available | not available | not available | not available | not available
240905_CBDT_FullBook_FINAL.pdf | Epsilon Global Hubs - Singapore | 13 |  |  |  | X | X |  | 10 | 2024 | Epsilon Global Hubs - Singapore | Epsilon | No. | No. | No. | No | National Data Centre of the National Informatics Centre | National Informatics Centre | not available | Sao Paulo | India | India | Not available | not available | not available | not available. | not available | not available | not available | not available. | not available | not available | not available. | not available. | not available | not available | not available | not available | not available | not available | not available | not available | not available | not available | not available | not available | not available | not available | not available | not available | not available | not available | not available | not available | not available | not available | not available | not available | not available | not available | not available | not available | not available | not available | not available | not available | not available | not available | not available | not available | The security standards mentioned in the text are: - 2017 Trust Services Criteria for Security, Availability, Processing Integrity, Confidentiality, and Privacy | not available
d86e9e35-ad09-4e57-b6da-7cdf34132454.pdf | Epsilon Global Hubs - Singapore | 13 |  |  | X |  |  |  | 25 | 2021 | Epsilon Global Hubs - Singapore | Epsilon | Yes | Yes | No | No | not available | not available | not available | not available | Singapore | not available | Not available | not available | Yes | Yes. | Yes | not available | not available | not available | not available | not available | not available | not available | not available | not available | not available | Yes | not available | Yes | Yes, 24/7 | not available | Yes | not available | 2494kW | N+1 | N+1 | N+1 | not available | ISO 27001 Certified | TIA 942 & ISO 27001 Certified | Raised - Heavy duty anti-static HPL tile | 12900 sq ft | The total white space mentioned in the text is 12900 sq ft. | not available | 7.5Kn Per Sq M | The building floor to ceiling height is not availablet mentioned in the text provided. Therefore, the answer is "not available" | Colocation | The power system mentioned in the text is "UPS." | not available | not available | not available | Hot / Cold Aisle Containment: Mix | not available | The total white space of the facility is 12900 sq ft. | not available | not available | not available | not available | not available | TIA 942 & ISO 27001 Certified | The security systems mentioned in the text are: - Building security guard - Facility security guard - Online Access Booking - Access control system - CCTV
Ic1c6f392c23b11e8a5b3e3d9e23d7429.pdf | Epsilon Global Hubs - Singapore | 13 |  |  | X |  |  |  | 2 | 2018 | Epsilon Global Hubs - Singapore | Epsilon | No. | Yes | No | No | not available | Not available | not available | not available | not available | not available | not available | not available | not available | not available | not available | not available | not available | not available | not available | not available | not available | not available | not available. | not available | not available | not available | not available | not available | not available | not available | not available | not available | not available | not available | not available | not available | not available | not available | not available | not available | not available | not available | not available | not available | not available | not available | not available | not available | not available | not available | not available | not available | The floor space of the facilities mentioned in the text are as follows: - Israel research and development facility: 2,370 square metres - Germany leased office space: 1,870 square metres - Russia regional headquarters: 560 square metres - Philippines regional headquarters: not availablet specified - India, Mumbai office space: 1,330 square metres - India, Bangalore office space: 2,750 square metres | not available | not available | not available | not available | not available | not available | not available
Revised_EAMPL_SR_23-24_For_Web.pdf | Epsilon Global Hubs - Singapore | 13 |  |  |  | X |  |  | 4 | 2024 | Epsilon Global Hubs - Singapore | Epsilon | No | Yes | Yes (Sustainability Report) | Yes | Not available | Not available | Not available | not available | Not available | Not available | not available | not available | Not available | Not available | Not available | Not available | Not available | Not available | Yes | Not available | Not available | Not available | Not available | Not available | Not available | Not available | Not available | Not available | Not available | Not available | Not available | Not available | Not available | Not available | Not available | Not available | Not available | Not available | Not available | Not available | Not available | Not available | Not available | Not available | Not available | Not available | Not available | The renewable energy power generation capacity mentioned in the text is 17MW from the Captive Power Plant (CPP) within the Epsilon campus in Bellary, Karnataka. | Not available | Not available | Not available | Not available | Not available | Not available | Yes | Not available | Not available | ISO/IEC 17025:2017 | Not available | Not available
sustainable-development_report_2022.pdf | Epsilon Global Hubs - Singapore | 13 | X |  |  |  |  | X | 12 | 2023 | Epsilon Global Hubs - Singapore | Epsilon | No | Yes | Yes (Sustainability Report) | Yes | Pylaia, Thessaloniki and Melissia, Attica | Not available | Not available | Pylaia, Thessaloniki and Melissia, Attica. | Pylaia, Thessaloniki and Melissia, Attica. | Greece | Active | Not available | Not available | Not available | Yes | Not available | Not available | Not available | Not available | Not available | Not available | Not available | Not available | Not available | Not available | Not available | Not available | Not available | Not available | Not available | Not available | Not available | Not available | Not available | Not available | Not available | Not available | ISO 27001:2013 | ISO 27001:2013 | Not available | Not available | 7,244sqm | Not available | Not available | Not available | Not available | Not available | Not available | Not available | 1. Installation of a system for the measurement of energy consumed 2. Replacement of light bulbs with new LED ones 3. Installation of automatic light operation system in common areas 4. Infrastructure for electric car chargers in parking areas 5. Office lighting and air conditioning control system with presence sensors 6. Parking lot lighting control system with sensors | Not available | Not available | Not available | Not available | Yes | - Creation of indoor and outdoor bicycle parking spaces and configuration of changing rooms - Planting of the surrounding area to improve the microclimate. - Energy-efficient glazing. - Configuration of a central collection area for recyclable materials and infrastructure on each floor. - Use of materials with a low energy footprint - Use of paints and coatings with low emissions of volatile organic compounds, as well as glues, sealants. | Not available | Not available | Not available | Not available
green-data-centres-policy-singapore-case.pdf | Epsilon Global Hubs - Singapore | 13 |  |  |  | X |  |  | 10 | 2022 | Epsilon Global Hubs - Singapore | Epsilon | No. | No. | No | No | Not available | Not available | Not available | New York and London | Singapore | United States, United Kingdom, Singapore | Not available | Not available | Not available | Not available | Not available | Not available | Not available | Not available | Not available | Not available | Not available | Not available | Not available | Not available | Not available | Not available | Not available | Not available | Not available | Not available | Not available | Not available | Not available | Not available | Not available | Not available | Not available | Not available | Not available | Not available | Not available | Not available | Not available | Not available | Not available | Colocation | Not available | Not available | 1.90 | Not available | Liquid cooling | Not available | The text mentions that the centres have close to six million square feet of rack space. | Not available | Yes | Not available | The energy standards mentioned are: - By January 1, 2025, new data centres operating at full capacity will meet an annual PUE target of 1.4 for warmer climates and 1.3 for colder climates. - Existing data centres will achieve these same targets by January 1, 2030. | Water usage effectiveness (WUE) | Not available | Not available
DCS_Singapore_07_2015_TEASER.pdf | Epsilon Global Hubs - Singapore | 13 |  |  |  | X |  |  | 4 | 2015 | Epsilon Global Hubs - Singapore | Epsilon | Yes | Yes | No | Yes | 1-Net East 1 1-Net East 2 Ascenix IDC Strateq Data Centre TCX Telin SG1 KDDI Telehouse ST Telemedia | 1-Net, AT&T, Ascenix, Newmedia Express | Not available | Not available | Not available | Not available | Active | Not available | Not available | Not available | Not available | Not available | Not available | Not available | Not available | Not available | Not available | Not available | Not available | Not available | Not available | Not available | Not available | Not available | Not available | Not available | Not available | Not available | 147.0 | Not available | Not available | Not available | Not available | Not available | Not available | Not available | Not available | Not available | Not available | Not available | Not available | Not available | Not available | Not available | Not available | Not available | Not available | Not available | Not available | Not available | Not available | Not available | Not available | Not available | Not available | Not available
Colocation Singapore Data Sheet.pdf | STT Loyang | 14 |  |  | X |  |  | X | 24 | 2021 | STT Loyang | ST Telemedia Global Data Centres | No. | No. | No | No | not available | Not available | not available | not available | Singapore | not available | Not available | not available | Yes | Yes. | Yes | not available | not available | not available | not available | not available | not available | not available | not available | not available | not available | Yes | not available | Yes | Yes, 24/7 | not available | Yes | not available | not available | N+1 | N+1 | N+1 | not available | ISO 27001 Certified | ISO 27001 Certified | Raised - Heavy duty anti-static HPL tile | 12900 sq ft | The total white space mentioned in the text is 12900 sq ft. | not available | 7.5Kn Per Sq M | The building floor to ceiling height is not availablet mentioned in the text provided. Therefore, the answer is "not available" | Colocation | VRLA Batteries | not available | not available | not available | Hot / Cold Aisle Containment: Mix | not available | The total white space of the facility is 12900 sq ft. | not available | not available | not available | not available | not available | TIA 942 & ISO 27001 Certified | The security systems mentioned in the text are: - Building security guard - Facility security guard - Online Access Booking - Access control system - CCTV
STT-GDC_Award-Writeup.pdf | STT Loyang | 14 |  |  |  | X |  |  | 12 | 2020 | STT Loyang | ST Telemedia Global Data Centres | Yes | Yes | No | No | not available | STT GDC | not available | Bekasi | Bekasi, Indonesia | Indonesia and the Philippines. | Active | not available | not available | not available | The provided context does not availablet mention whether the data center has ISO 27001 certification. Therefore, I cannot availablet confirm if it is certified. | not available | not available | not available | not available | not available | not available | not available | not available | not available | not available | not available | not available | not available | not available | not available | not available | not available | not available | not available | not available | not available | not available | not available | not available | not available | not available | not available | not available | not available | not available | not available | The power system in use by the data center is "fuel cell energy-powered servers." | not available | not available | 1. AI-based cooling system 2. Cold energy from regasification of liquefied natural gas 3. Fuel cell energy-powered servers using solid oxide fuel cell technot availablelogy | Chassis-level precision immersion technot availablelogy | 18% | not available | not available | Yes | not available | The energy standards mentioned in the text are that data centers must adhere to energy efficiency guidelines, including maintaining a certain PUE (Power Usage Effectiveness) and demonstrating energy-efficient measures. | not available | not available | not available
RBC-Datacenter-Download-20210920.pdf | STT Loyang | 14 |  |  |  | X | X |  | 14 | 2021 | STT Loyang | ST Telemedia Global Data Centres | Yes | Yes | No | No | not available | Alestra | not available | not available | not available | not available | not available | 2019, 2020 | not available | not available | not available | not available | Yes | not available | not available | not available | not available | not available | not available | not available | not available | Yes | not available | not available | not available | not available | not available | not available | not available | not available | not available | not available | not available | ISOs | ISOs | Raised flooring | not available | not available | BBY1 - 16 data halls | not available | not available | The types of facilities/buildings mentioned in the text are bare metal, colocation, enterprise, and hyperscaler. | not available | not available | not available | not available | chilled water pumps | For QTS Realty, the WUE in 2020 is 1.61. For Iron Mountain, the WUE in 2020 is 0.62. | not available | not available | not available | - Australian NABERS star rating system - USGBC LEED-Silver or equivalent certification - ENERGY STAR Portfolio Manager - UK CCA goal | not available | Australian NABERS star rating system | Global Industry Classification Standard (GICS) | not available
STT GDC Inaugural ESG Report_2020.pdf | STT Loyang | 14 | X | [5 empty] | 24 | 2021 | STT Loyang | ST Telemedia Global Data Centres | Yes | Yes | Yes | No | ST Telemedia Global Data Centres | ST Telemedia Global Data Centres | not available | Delhi | Korea | India, Singapore, Thailand | Active | not available | Yes | not available | not available | not available | Yes | not available | Yes | Yes | not available | not available | not available | not available | not available | not available | not available | Yes | Yes, 24/7 | not available | Yes. | not available | not available | not available | not available | not available | ISO 14001 – Environmental Management System ISO 50001 – Energy management | ISO 14001 – Environmental Management System ISO 50001 – Energy management | ISO 45001 | not available | 11,000 sqft | not available | not available | not available | not available | Colocation | not available | not available | not available | The low-carbon technology innovations mentioned are: - energy efficient cooling - renewable energy - sustainable energy storage | The cooling systems mentioned are: - Reverse osmosis (RO) plant - Air-cooled chillers | not available | 11,000 sqft | not available | Yes | not available | not available | not available | SSAE18 | The security systems mentioned in the text are: - Multi-layer security - On-site security personnel - Intrusion detection - Physical access controls - 24x7 CCTV monitoring
STT_GDC_2023_ESG_Report.pdf | STT Loyang | 14 | X | [5 empty] | 9 | 2024 | STT Loyang | ST Telemedia Global Data Centres | Yes | Yes | Yes (ESG report) | No | Not available | Not available | Not available | Wustermark | The regions mentioned where the data centers are located include Germany, Thailand, the UK, Vietnam, South Korea, Japan, the Philippines, Indonesia, and India. | The countries where the data centers are located, as mentioned in the context, are: - South Korea - Indonesia - Japan - the Philippines - Malaysia - Vietnam - the UK - India - Germany - Thailand - Singapore | Not available | Not available | Not available | Not available | Not available | Not available | Not available | Not available | Not available | Not available | Not available | Not available | Not available | Not available | Not available | Not available | Not available | Not available | Not available | Not available | Not available | Not available | Not available | Not available | Not available | Not available | Not available | Not available | Not available | Not available | Not available | Not available | Not available | Not available | Not available | Not available | solar photovoltaic system | The text mentions the installation of a 2,000m2 rooftop solar photovoltaic system. However, the specific power generation capacity of this installation is Not availablet provided in the text. Therefore, the answer is 'Not available'. | 1.50 | The low-carbon technology innovations mentioned in the text are: - Artificial intelligence (AI) - Fuel cells - Hydrotreated vegetable oil (HVO) - Clean hydrogen | upstream chiller and distribution systems | Not available | Not available | Not available | Not available | Not available | IF-RE-130a.1 IF-RE-130a.3 IF-RE-130a.4 | Not available | Not available | Not available
br_gdc_apac---serangoon_v2.pdf | NTT Tai Seng | 15 |  |  | X |  |  |  | 26 | 2024 | STT Tai Seng | ST Telemedia Global Data Centres | No | No. | No | No | 1. Serangoon Data Center 2. Tai Seng 2 Data Center 3. Jurong Data Center | NTT Ltd. | not available | Serangoon and Jurong | Serangoon | Singapore | Not available | 2012 | not available | not available | Yes | Yes | Yes | not available | not available | not available | not available | Yes | not available | not available | not available | not available | not available | Yes | not available | Yes | Yes | not available | not available | 2N | N+1 configuration | N+1 configuration | not available | - ISO 14000 - ISO 14001 | The ISO Standards/certificates mentioned for the data centers are: - ISO/IEC 27001:2005 - ISO 27001 - ISO 9001 - ISO 14000 - ISO 14001 | not available | 16,500m2 | not available | not available | not available | not available | not available | The power systems in use by the datacenter are: - UPS - Diesel generator | not available | not available | not available | Chilled water-cooling system | not available | not available | not available | Yes. | Green Mark Platinum Award from BCA | Green Mark Platinum Award from BCA, Gold certification for Leadership in Energy and Environmental Design (LEED) | not available | - ISO 27001 - SOC Type II - SS564 - TVRA compliant | The security systems mentioned in the text are: - Preregistration - Photo identification
22_0104_STTelemedia SR_15.pdf | STT Tai Seng | 15 | X | [5 empty] | 14 | 2022 | STT Tai Seng | ST Telemedia Global Data Centres | No. | Yes | Yes (Sustainability Report) | Yes | not available | Equinix | Not available | Dallas | Southeast Asia | Singapore | Active | not available | Not available | Not available | Not available | Not available | Not available | Not available | Not available | Not available | Not available | Not available | Not available | Not available | Not available | Not available | Not available | Not available | Not available | Yes | Not available | Not available | Not available | n+1 | Not available | Not available | Not available | Not available | Not available | Not available | Not available | Not available | Not available | Not available | Not available | Not available | Uninterruptable Power Supply | The renewable energy power generation capacity available on-site mentioned in the text is a 2,000m2 rooftop solar photovoltaic system in Singapore, feeding approximately 400 MWh/year of renewable zero-carbon energy. | 1.76 | Not available | Reverse osmosis technology | Not available | Not available | Not available | Yes | LEED Gold certified (or the equivalent local standard) | Not available | Not available | ISO, NIST, PCI, HIPAA, COBIT | Not available
f-31621333-0_AnnualReport2023-TLKM-att3.pdf | Telin Singapore 1 | 16 |  | X |  |  |  |  | 9 | 2024 | Telin Singapore 1 | NeutraDC | Yes | Yes | Yes | No | not available | The data center operators mentioned in the text are TDI and MNDG. | not available | Jakarta | Jakarta | not available | Active | Not available | not available | not available | not available | not available | not available | Yes | not available | not available | not available | not available | not available | not available | not available | not available | not available | not available | not available | not available | not available | not available | not available | not available | not available | not available | not available | ISO 20000: 2018 ITSMS – Auditor/Lead Auditor ISO 22301: 2014 BCMS ISO 27001: 2013 ISMS – Auditor/Lead Auditor ISO 37001: 2016 ISMS – Lead Auditor | not available | not available | not available | not available | not available | not available | not available | Hyperscale | not available | not available | not available | not available | not available | not available | 10,000 square feet | not available | Yes. | not available | not available | not available | not available | not available
1690538131812_D.2.3 Annual Report FY 2022, page 89-105.pdf | Telin Singapore 1 | 16 |  | X |  |  |  |  | 11 |  | Telin Singapore 1 | NeutraDC | Yes | Yes | Yes (Annual Report) | No | The names of the data centers mentioned in the text are: - NeuCentrIX - Hyperscale Data Center (HDC) in Batam - HDC Cikarang - Telin-1 - Telin-2 - Telin-3 | NeutraDC | Not available | Batam | Batam | Not available | Active | 2022 | Not available | Not available | Yes | Not available | Not available | Not available | Not available | Not available | Not available | Not available | Not available | Not available | Not available | Not available | Not available | Not available | Not available | Not available | Not available | Not available | Not available | Not available | Not available | Not available | Not available | ISO 27001-17/18 | ISO 27001-17/18 | Not available | Not available | Not available | Not available | Not available | Not available | Hyperscale Data Center | Not available | Not available | Not available | Not available | Not available | Not available | Not available | Not available | Not available | Not available | Not available | Not available | ISO 27001-17/18, CSA Star & PII Related Certiﬁcation | Not available
keppel-corporation-ar-19-infrastructure.pdf | Keppel DC Singapore 4 (SGP4) | 17 |  | X |  |  |  |  | 9 | 2020 | Keppel DC Singapore 4 (SGP4) | Keppel Data Centres | Yes | Yes | No | No | IndoKeppel Data Centre 1 | KDCH | not available | Bogor | Bogor, Indonesia | Indonesia | 'not available' | 2020 | not available | not available | not available | not available | not available | not available | not available | not available | not available | not available | not available | not available | not available | not available | not available | not available | not available | not available | not available | not available | not available | not available | not available | not available | not available | not available | not available | not available | not available | not available | not available | not available | not available | not available | not available | not available | not available | WTE technot availablelogy | not available | not available | not available | not available | Yes | not available | not available | not available | not available | not available
kdcr-ar19-full-report.pdf | Keppel DC Singapore 4 (SGP4) | 17 |  | X |  |  |  |  | 23 | 2020 | Keppel DC Singapore 4 (SGP4) | Keppel Data Centres | Yes | Yes | Yes | No | 1. Intellicentre 2 Data Centre 2. iseek Data Centre 3. Cardiff Data Centre 4. GV7 Data Centre 5. maincubes Data Centre 6. Milan Data Centre 7. Almere Data Centre | Basis Bay Services | Via Bisceglie 71, 73 and 75, Milan, Italy | Almere, Milan, Kelsterbach, Artarmon, Macquarie Park, Brisbane | The data centers mentioned are located in the following regions: - Almere Data Centre: Europe - Milan Data Centre: Europe - maincubes Data Centre: Europe - Kelsterbach Data Centre: Europe - Gore Hill Data Centre: Asia Pacific - Intellicentre 2 Data Centre: Asia Pacific - Intellicentre 3 East Data Centre: Asia Pacific - iseek Data Centre: Asia Pacific | The Almere Data Centre is located in the Netherlands. | Active | 1998 | Yes. | not available | Yes | Yes | Yes | not available | Yes | Yes | not available | not available | not available | not available | not available | Yes | not available | not available | not available | not available | not available | not available | not available | not available | not available | not available | not available | not available | 1. ISO 50001:2011 Energy Management System 2. SS 507:2015 Standard for Business Continuity/Disaster Facilities Recovery 3. ISO 27001:2013 Information Security Management System 4. ISO 9001:2015 Quality Management System 5. ISO 14001:2015 Environmental Management System 6. ISO 45001:2018 Occupational Health and Safety Management System 7. ISO 46001:2019 Water Efficiency Management System | not available | not available | not available | not available | not available | not available | Colocation | not available | not available | not available | not available | not available | not available | The Gross Floor Area (sq ft) for the facilities/buildings mentioned in the text are as follows: - 127,283 sq ft - not available - not available - 28,955 sq ft For the additional facilities/buildings mentioned later, the Gross Floor Area is not available for any of them. | not available | Yes | Singapore Standard (SS) 564 Part-1:2013 (Energy and Environment Management System) | The energy standards mentioned in the text are: - SS 564 Part-1:2013 (Energy & Environment Management System) - ISO 50001:2011 (Energy Management System) | The water efficiency standards mentioned in the text are: - ISO 46001:2019 (Water Efficiency Management System) - SS 577:2012 (Water Efficiency Management System) | ISO/IEC 27001:2013 (Information Security Management System) | not available
kdcr-ar-2023.pdf | Keppel DC Singapore 4 (SGP4) | 17 |  | X |  |  |  |  | 21 | 2024 | Keppel DC Singapore 4 (SGP4) | Keppel Data Centres | Yes | Yes | Yes | No | - Guangdong Data Centre 2 - Guangdong Data Centre 3 - Basis Bay Data Centre - Kelsterbach Data Centre - maincubes Data Centre - Keppel DC Dublin 1 - Keppel DC Dublin 2 - Milan Data Centre - Almere Data Centre - Amsterdam Data Centre - Eindhoven Campus - GV7 Data Centre - London Data Centre | not available | not available | Offenbach am Main | not available | UNITED KINGDOM | The operating status of the data centers is not mentioned in the provided context. Therefore, the status is "not available" | Not available | Yes. | not available | Yes | Yes | Yes | not available | Yes | Yes | not available | not available | not available | not available | Yes | Yes | not available | not available | not available | not available | not available | not available | not available | not available | not available | not available | not available | ISO 14001:2015 ISO 50001 | 1. ISO/IEC 27001:2013 Information Security Management System 2. ISO 45001:2018 Occupational Health Management System 3. ISO 9001:2015 Quality Management System 4. ISO 50001 certifications for energy management systems 5. ISO 14001 certifications for environmental management systems | not available | not available | not available | Four-storey and two-storey | not available | not available | Colocation | not available | not available | not available | not available | not available | not available | The Gross Floor Area (sq ft) mentioned in the text are as follows: - 125,044 - 76,747 - 88,600 - 208,096 - 127,283 For other facilities where Gross Floor Area is not availablet mentioned, it is 'not available'. | not available | Yes | SS 564 Part-1:2020 Energy and Environment Management System Water Efficient Building by PUB | not available | ISO 46001:2009 Water Efficiency Management Systems certification | The security standards mentioned in the text are: 1. ISO/IEC 27001:2013 Information Security Management System 2. ANSI/TIA-942-B:2017 – Rated 3 3. SS 507:2015 Provision of Business Continuity and Disaster Recovery Facilities Services | not available
a1d101ae-7063-4a86-babf-8f87a2d8b274.pdf | Keppel DC Singapore 4 (SGP4) | 17 |  |  | X |  |  |  | 23 | 2020 | Keppel DC Singapore 4 (SGP4) | Keppel Data Centres | Yes | Yes | No | Yes | Not available | Keppel Data Centres | Not available | Not available | Asia Pacific and Europe. | Not available | Not available | Not available | Yes | Not available | Yes | Yes | Yes | Not available | Yes | Yes | Not available | Not available | Not available | Not available | Not available | Yes | Yes | Yes | Yes, 24/7. | Not available | Yes | Yes | Not available | Not available | Not available | Not available | Not available | ISO 9001, 14001, 27001, 45001, 46001, 50001 | Not available | Not available | Not available | Not available | 5-storey building | 20 kN/sqm | The slab to slab height mentioned is up to 6.96 m. | Not available | Not available | Not available | Not available | Not available | Not available | Not available | 181,734 sqft | Not available | Yes | - LEED Certification (Gold) - BCA-IMDA Green Mark Award (Platinum) | The energy standards mentioned in the text are: - ISO 50001 - BCA-IMDA Green Mark Award (Platinum) | Not available | Not available | The security systems in use are: - 24/7 onsite security force with mandatory personnel and vehicle checks - 24/7 CCTV monitoring - Anti-climb perimeter fencing with Fence Intrusion Detection System (FIDS) and vehicle trap system - Access control with 2-factor authentication and man trap entry - Integrated visitor management system
kdcr-sr-2023.pdf | Keppel DC Singapore 4 (SGP4) | 17 | X | [5 empty] | 20 | 2024 | Keppel DC Singapore 4 (SGP4) | Keppel Data Centres | Yes | Yes | Yes (Sustainability Report) | No | 1. Milan Data Centre 2. Almere Data Centre 3. Eindhoven Campus 4. Cardiff Data Centre 5. GV7 Data Centre 6. London Data Centre 7. Keppel DC Singapore 1 (KDC SGP 1) 8. Keppel DC Singapore 2 (KDC SGP 2) 9. Keppel DC Singapore 3 (KDC SGP 3) 10. Keppel DC Singapore 4 (KDC SGP 4) 11. Keppel DC Singapore 5 (KDC SGP 5) 12. Gore Hill Data Centre (Gore Hill DC) 13. Basis Bay Data Centre (Basis Bay DC) 14. Keppel DC Dublin 1 (KDC DUB 1) 15. Keppel DC Dublin 2 (KDC DUB 2) | Not available | Not available | Milan, Almere, Eindhoven, Cardiff, London, Singapore, Sydney, Kuala Lumpur, Dublin. | Singapore | Singapore Australia Malaysia Ireland | Not available | Not available | Not available | Not available | Yes | Yes | Yes | Not available | Yes | Yes | Not available | Not available | Not available | Not available | Yes | Yes | Not available | Not available | Not available | Not available | Not available | Not available | Not available | Not available | n+1 | Not available | Not available | ISO 14001:2015 | 1. ISO/IEC 27001:2013 Information Security Management System 2. ISO 45001:2018 Occupational Health Management System 3. ISO 9001:2015 Quality Management System 4. ISO 50001 certifications for energy management systems 5. ISO 14001 certifications for environmental management systems | Not available | Not available | Not available | Not available | Not available | Not available | Colocation | Not available | Not available | Not available | Not available | Not available | Not available | Not available | Not available | Yes | SS 564 Part-1:2020 Energy and Environment Management System Water Efficient Building by PUB | The energy standards mentioned in the text are: - SS 564 Part-1:2020 Energy and Environment Management System - Water Efficient Building by PUB - EU Code of Conduct Participation | ISO 46001:2009 Water Efficiency Management Systems certification SS 564 Part-1:2020 Energy and Environment Management System | The security standards mentioned in the text are: 1. ISO/IEC 27001:2013 Information Security Management System 2. ANSI/TIA-942-B:2017 – Rated 3 3. SS 507:2015 Provision of Business Continuity and Disaster Recovery Facilities Services | Not available
cs-sgx-conference-2021-slides-final.pdf | Keppel DC Singapore 4 (SGP4) | 17 |  |  |  | X |  |  | 9 | 2021 | Keppel DC Singapore 4 (SGP4) | Keppel Data Centres | No | Yes | No | No | Green Data Centre Park | Not available | Not available | Singapore | Asia Pacific & Europe | Singapore | Not available | not available | Not available | Not available | Not available | Not available | Not available | Not available | Not available | Not available | Not available | Not available | Not available | Not available | Not available | Not available | Not available | Not available | Not available | Not available | Not available | Not available | Not available | Not available | Not available | Not available | Not available | Not available | Not available | Not available | Not available | Not available | Not available | Not available | Not available | Hyperscale | Clean H2 power | Not available | Not available | The low-carbon techNot availablelogy inNot availablevations mentioned in the text are: - Seawater cooling - Green power - Renewable energy - Hydrogen power | Seawater cooling | Not available | Not available | Not available | Yes | Not available | Not available | Not available | Not available | Not available
keppel-corporation-ar-19-infrastructure.pdf | Keppel DC Singapore 4 (SGP4) | 17 |  | X |  |  |  |  | 8 | 2020 | Keppel DC Singapore 4 (SGP4) | Keppel Data Centres | Yes | Yes | Yes (Annual Report) | No | IndoKeppel Data Centre 1 | KDCH | Not available | Bogor | Bogor, Indonesia | Indonesia | 'not available' | 2020 | Not available | Not available | Not available | Not available | Not available | Not available | Not available | Not available | Not available | Not available | Not available | Not available | Not available | Not available | Not available | Not available | Not available | Not available | Not available | Not available | Not available | Not available | Not available | Not available | Not available | Not available | Not available | Not available | Not available | Not available | Not available | Not available | Not available | Not available | Not available | Not available | Not available | Not available | Not available | Not available | Not available | Not available | Yes | Not available | Not available | Not available | Not available | Not available
a1d101ae-7063-4a86-babf-8f87a2d8b274.pdf | Keppel DC Singapore 4 (SGP4) | 17 |  |  | X |  |  |  | 24 | 2020 | Keppel DC Singapore 4 (SGP4) | Keppel Data Centres | Yes | Yes | No | No | not available | Keppel Data Centres | not available | not available | Asia Pacific and Europe. | not available | Not available | not available | not available | not available | Yes | Yes | Yes | not available | Yes | Yes | not available | not available | not available | not available | not available | Yes | Yes | Yes | Yes, 24/7. | not available | Yes | Yes | not available | not available | not available | not available | ISO 50001 | ISO 9001, 14001, 27001, 45001, 46001, 50001 | not available | not available | not available | not available | 5-storey building | 20 kN/sqm | The slab to slab height mentioned is up to 6.96 m. | not available | not available | not available | not available | not available | not available | Water Usage Effectiveness (WUE) is not availablet mentioned in the provided information. Therefore, the answer is 'not available'. | 181,734 sqft | not available | Yes | The green building standards mentioned are: - LEED Certification (Gold) - BCA-IMDA Green Mark Award (Platinum) | The energy standards mentioned in the text are: - ISO 50001 - BCA-IMDA Green Mark Award (Platinum) | not available | not available | The security systems in use are: - 24/7 onsite security force with mandatory personnel and vehicle checks - 24/7 CCTV monitoring - Anti-climb perimeter fencing with Fence Intrusion Detection System (FIDS) and vehicle trap system - Access control with 2-factor authentication and man trap entry - Integrated visitor management system
kdcr-sr2022.pdf | Keppel DC Singapore 4 (SGP4) | 17 | X | [5 empty] | 19 |  | Keppel DC Singapore 4 (SGP4) | Keppel Data Centres | Yes | Yes | Yes (Sustainability Report) | No | - Keppel DC Singapore 1 (KDC SGP 1) - Keppel DC Singapore 2 (KDC SGP 2) - Keppel DC Singapore 3 (KDC SGP 3) - Keppel DC Singapore 4 (KDC SGP 4) - Keppel DC Singapore 5 (KDC SGP 5) - Gore Hill Data Centre (Gore Hill DC) - Basis Bay Data Centre (Basis Bay DC) - Keppel DC Dublin 1 (KDC DUB 1) - Keppel DC Dublin 2 (KDC DUB 2) | Not available | Not available | The cities where the data centers are located are: - Singapore - Sydney (Australia) - Cyberjaya (Malaysia) - Dublin (Ireland) | The regions where the data centers are located are: - Australia - China - United Kingdom - Netherlands - Italy - Germany - Singapore - Malaysia - Ireland | The data centers mentioned are located in the following countries: - Singapore - Australia - Malaysia - Ireland - China - United Kingdom - Netherlands - Italy - Germany | Not available | not available | Not available | Not available | Yes | Not available | Not available | Not available | Not available | Yes | Not available | Yes | Not available | Not available | Yes | Yes | Not available | Not available | Not available | Not available | Not available | Not available | Not available | Not available | Not available | The provided text does Not availablet mention specific details about standby power redundancy configurations such as n+1 or any other specific number. Therefore, the answer is "Not available" | ISO 14001, ISO 50001 | ISO 14001:2015 Environmental Management System ISO 50001 certifications | 1. ISO/IEC 27001:2013 Information Security Management System 2. ISO 14001:2015 Environmental Management System 3. ISO/IEC 27701:2019 Privacy Information Management System 4. ISO 50001 certifications in energy management system | Not available | Not available | Not available | Not available | Not available | Not available | Colocation | Not available | Not available | Not available | LED lights, motion sensors | Not available | Not available | Not available | Not available | Yes | The green building standards mentioned in the text are: - SS 564 Part-1:2020 Energy & Environment Management System - Water Efficient Building by PUB | Not available | The water efficiency standards mentioned in the text are: - SS 564 Part-1:2020 Energy & Environment Management System - ISO 46001:2019 Water Efficiency Management Systems (WEMS) | 1. ISO/IEC 27001:2013 Information Security Management System 2. ISO 27001:2013 Information Security Management System 3. ANSI/TIA-942-B:2017 - Rated 3 | Not available
Singtel DC West Brochure.pdf | Singtel DC West | 18 |  |  | X |  |  |  | 30 | 2022 | Singtel DC West | Singtel | Yes | Yes | No | No | DC West | Singapore Telecommunications Ltd | not available | Singapore | Singapore | Singapore | The operating status of the data center is not mentioned in the provided context. Therefore, the response is "not available" | not available | Yes | Yes | Yes | not available | not available | not available | not available | not available | not available | not available | not available | not available | not available | Yes | Yes | Yes | Yes, 24/7. | Yes | Yes | not available | 36MW | 2N | N+20% | N+20% | not available | ISO27001 | ISO27001 | not available | not available | not available | not available | not available | not available | not available | The power system mentioned in the text is "2N power redundancy." | not available | not available | The low-carbon technot availablelogy innot availablevations mentioned are: - Energy-efficient equipment - Integrated climate monitoring and control system - Recycled NEWater for the cooling system - DCIM software | The cooling system mentioned is "CRAC configuration." | The Water Usage Effectiveness (WUE) of the data center is not availablet mentioned in the provided context. Therefore, the answer is 'not available'. | not available | not available | not available | The green building standard mentioned is the Building & Construction Authority (BCA) and Infocomm Development Authority of Singapore (IDA) Data Centre Green Mark Platinum. | ISO27001 | NEWater | ISO27001 | The security systems mentioned in the text are: - 8 layers of authentication - Contactless card access - Biometric access control systems - 24x7x365 CCTV monitoring and recording - Armed security personnel on patrol - K4 perimeter fencing with intrusion detection systems - K12 rated vehicle barrier
Singtel-Group-Sustainability-Report-2024.pdf | Singtel DC West | 18 | X | [5 empty] | 11 | 2024 | Singtel DC West | Singtel | No. | Yes | Yes | No | not available | not available | not available | not available | Singapore | Singapore | Not available | not available | not available. | not available | Yes | not available | not available | Yes | Yes | not available | not available | not available | not available | not available | not available | not available | not available | not available | not available | not available | not available | not available | not available | not available | not available | not available | not available | not available | not available | not available | not available | not available | not available | not available | not available | not available | The power system in use by the data center, DC West, is a solar PV system. | The renewable energy power generation capacity available on-site mentioned in the text is 557 kWp. | 1.23 | not available | not available | not available | not available | not available | Yes | not available | not available | not available | not available | The security systems mentioned in the text are: - Vulnerability scans - Penetration Tests (PT) - Source Code Reviews (SCR) - Bug bounty programmes
Singtel-DC-West-Product-Factsheet.pdf | Singtel DC West | 18 |  |  | X |  |  |  | 27 | 2017 | Singtel DC West | Singtel | Yes | Yes | No | No | DC West | Singtel | not available | Jurong | Jurong | Singapore | Active | not available | not available. | Yes | Yes | not available | not available | not available | not available | not available | not available | not available | not available | not available | not available | Yes | not available | Yes | Yes, 24/7 | not available | Yes | not available | not available | 2N | N+1 | The datacenter has a Fully redundant Diesel Rotary Uninterruptible Power Supply (DRUPS) based on 2N design. | not available | ISO 27001 Certification | ISO 27001 Certification | Raised floor | not available | not available | not available | 12KN/m² | The slab-to-slab height mentioned is 6m. | not available | not available | not available | not available | not available | Water cooled chiller system | not available | The floor area of the facility is over 570,000 sqft. | not available | not available | BCS-IMDA Green Mark Platinum | BCS-IMDA Green Mark Platinum | not available | - ISO 27001 Certification - MAS Technot availablelogy Risk Management Compliance | The security systems in use are: - 24x7 decentralised fire alarm monitoring that links directly to an external fire monitoring agency - Contact-less card access systems to prevent unauthorised access - 24x7 closed circuit TV (CCTV) monitoring system with recording on all floors - 24x7 physical security access by pre-authorisation - Regular security patrol within the DC building
SingtelInvestorDay2022-RegionalDataCentre.pdf | Singtel DC West | 18 |  |  |  | X |  |  | 16 | 2022 | Singtel DC West | Singtel | Yes | Yes | Yes | No | 1. Global DC1 2. Global DC2 3. Local DC3 4. Kim Chuan DC 1 5. Telepark DC 6. Comcentre 3 7. NCS Bedok 8. NCS Hub (AMK) 9. DC Tuas | The datacenter operator mentioned in the text is Kim Chuan DC. | not available | The cities mentioned where data centers are located include: - Tuas - Bedok - Kim Chuan - Telepark - Comcentre - Batam - JB (Johor Bahru) | Singapore | Singapore | not available | not available | not available | not available | Yes | Yes | not available | Yes | not available | not available | not available | not available | not available | not available | not available | not available | not available | not available | not available | not available | not available | not available | 21 | not available | not available | not available | not available | ISO 27001 ISO 22301 ISO 9001 | ISO 27001 ISO 22301 ISO 9001 | not available | not available | not available | not available | not available | not available | Hyperscaler | not available | not available | 1.3 | not available | not available | not available | not available | not available | Yes | BCA Green Mark Award Platinum | not available | not available | ISO 27001 ISO 22301 ISO 9001 S S 507 MAS OSPAR | not available
Singtel-DC-West-Brochure_042016.pdf | Singtel DC West | 18 |  |  | X |  |  |  | 9 | 2016 | Singtel DC West | Singtel | No | No. | No | No | not available | not available | not available | not available | not available | not available | not available | not available | not available. | not available | not available. | not available. | not available. | not available | not available. | not available. | not available | not available. | not available. | not available | not available | not available. | not available | not available | not available | not available | not available | not available | not available | not available | not available | not available | not available | not available | not available | not available | not available | not available | not available | not available | not available | not available | not available | not available | not available | not available | not available | not available | not available | not available | not available | not available | not available | not available | not available | not available
Singtel-DC-West-Factsheet.pdf | Singtel DC West | 18 |  |  | X |  |  |  | 29 | 2016 | Singtel DC West | Singtel | Yes | Yes | No | No | DC West | Singtel | not available | Jurong | Jurong | Singapore | Active | 2016 | Yes | Yes | Yes | not available | not available | not available | not available | not available | not available | not available | not available | not available | not available | Yes | not available | Yes | Yes, 24/7 | not available | Yes | not available | not available | 2N | N+1 | 2N | not available | ISO27001 | ISO27001 | Raised floor | not available | not available | Seven | 12KN/m² | The slab-to-slab height mentioned is 6m. | not available | Fully redundant Diesel Rotary Uninterruptible Power Supply (DRUPS) based on 2N design | not available | not available | not available | Water cooled chiller system | not available | The floor area mentioned is over 570,000 sqft. | not available | not available | Target Building & Construction Authority (BCA) Green Mark Platinum | not available | not available | ISO27001 | The security systems in use are: - Contact-less card access systems to prevent unauthorised access - 24x7 closed circuit TV (CCTV) monitoring system with recording on all floors - 24x7 physical security access by pre-authorisation - Regular security patrol within the DC building
Singtel-Group-SR2024-Climate-Change-and-Environment.pdf | Singtel DC West | 18 | X | [5 empty] | 13 | 2024 | Singtel DC West | Singtel | No. | Yes | Yes (Sustainability Report) | Yes | DC West | Not available | Not available | Singapore | Singapore | Singapore | Active | Not available | Not available | Not available | Not available | Not available | Yes | Not available | Not available | Not available | Not available | Not available | Not available | Not available | Not available | Not available | Not available | Not available | Not available | Not available | Not available | Not available | Not available | Not available | Not available | Not available | Not available | ISO 14001 certification | ISO 14067, ISO 14001 | Not available | Not available | Not available | Not available | Not available | Not available | Not available | solar PV system | The on-site renewable energy power generation capacity mentioned is 557kWp. | Not available | The low-carbon technology innovations mentioned in the text are: 1. Renewable energy 2. Electric or hybrid vehicles | Not available | Not available | Not available | Not available | Yes | Green Mark Platinum | Not available | Not available | Not available | Not available
Singtel-Group-Sustainability-Report-2024.pdf | Singtel DC West | 18 | X | [5 empty] | 10 | 2024 | Singtel DC West | Singtel | No. | Yes | Yes (Annual Report and Sustainability Report) | No | Not available | Not available | Not available | not available | Singapore | Singapore | Not available | Not available | Not available | Not available | Yes | Not available | Not available | Yes | Yes | Not available | Not available | Not available | Not available | Not available | Not available | Not available | Not available | Not available | Not available | Not available | Not available | Not available | Not available | Not available | Not available | Not available | Not available | Not available | Not available | Not available | Not available | Not available | Not available | Not available | Not available | Not available | solar PV system | The renewable energy power generation capacity available on-site mentioned in the text is 557 kWp. | 1.23 | Not available | Not available | Not available | Not available | Not available | Yes | Not available | Not available | Not available | Not available | The security systems mentioned in the text are: - Vulnerability scans - Penetration Tests (PT) - Source Code Reviews (SCR) - Bug bounty programmes
Singtel-Group-SR2024-Climate-Change.pdf | Singtel DC West | 18 | X | [5 empty] | 11 | 2024 | Singtel DC West | Singtel | Yes | Yes | Yes (Sustainability Report) | No | DC West | NCS | Not available | Singapore | Singapore | Singapore | Not available | not available | Not available | Not available | Not available | Not available | Not available | Not available | Not available | Not available | Not available | Not available | Not available | Not available | Not available | Not available | Not available | Not available | Not available | Not available | Not available | Not available | Not available | Not available | Not available | Not available | Not available | ISO 14001 certification | ISO 14001 certification | Not available | Not available | Not available | Not available | Not available | Not available | Not available | Solar PV system | The on-site renewable energy power generation capacity mentioned in the text includes: - DC West: 65kWp - Total capacity across four sites in Singapore (Seletar Satellite Earth Station, Pulau Tekong Station, DC West, and one unspecified site): 557kWp - Total capacity across five sites in Australia: 477kWp These capacities total to 557kWp in Singapore and 477kWp in Australia. | Not available | Not available | Not available | Not available | Not available | Not available | Yes | Green Mark Platinum certification and Green Mark for Healthier Workplaces. | Not available | Not available | Not available | Not available
Singtel-Group-Sustainability-Report-2023.pdf | Singtel DC West | 18 | X | [5 empty] | 9 | 2023 | Singtel DC West | Singtel | No. | Yes | Yes (Sustainability Report) | No. | Not available | Not available | Not available | Not available | Not available | Not available | Not available | Not available | Not available | Not available | Yes | Not available | Yes | Yes | Not available | Not available | Not available | Not available | Not available | Not available | Not available | Not available | Not available | Not available | Not available | Not available | Not available | Not available | Not available | Not available | Not available | Not available | Not available | ISO 14001, ISO 27001 | ISO 20400:2017 ISO 27001 | Not available | Not available | Not available | Not available | Not available | Not available | Not available | Backup power systems including battery systems and generators | The on-site renewable energy power generation capacity mentioned is 1.38MWp. | Not available | Not available | Optus uses a combination of air, water and refrigerant cooling systems. | Not available | Not available | Not available | Yes | Not available | Not available | Not available | Not available | Not available
Singtel-Group-SR2022-Environment.pdf | Singtel DC West | 18 | X | [5 empty] | 14 | 2022 | Singtel DC West | Singtel | No | Yes | Yes (Sustainability Report) | No | The data centers mentioned are: - Choa Chu Kang Telecommunications Exchange - Kim Chuan Telecommunications Complex 2 - DC West - Kim Chuan Telecommunications Complex 1 - NCS Bedok Data Centre | SINGAPORE TELECOMMUNICATIONS LIMITED | Not available | The cities mentioned where the data centers are located are Singapore and Bedok. | Singapore and Australia | Singapore | Active | not available | Not available | Not available | Not available | Not available | Not available | Not available | Not available | Yes | Not available | Not available | Not available | Not available | Not available | Not available | Not available | Not available | Not available | Not available | Not available | Not available | Not available | Not available | Not available | Not available | ISO 50001 Energy Management System | ISO 50001 Energy Management System | The ISO standard mentioned for the data center is ISO 50001 Energy Management System. | Not available | Not available | Not available | Not available | Not available | Not available | Not available | Solar power system | Not available | 1.3 | Not available | Not available | Not available | Not available | Not available | Yes | The green building standards mentioned in the text are: - Singapore BCA-IMDA Green Mark for Data Centres Platinum Certification - SS564 Green Data Centres - ISO 50001 Energy Management System | Not available | Not available | Not available | Not available
Singtel-Group-Sustainability-Report-2022.pdf | Singtel DC West | 18 | X | [5 empty] | 14 | 2022 | Singtel DC West | Singtel | No | No | Yes (Sustainability Report) | No | The names of the data centers mentioned in the text are: - Choa Chu Kang Telecommunications Exchange - Kim Chuan Telecommunications Complex 2 - DC West - Kim Chuan Telecommunications Complex 1 - NCS Bedok Data Centre | Singtel | Not available | The cities mentioned where the data centers are located are Singapore and Bedok. | Singapore | Singapore | Active | 2020 | Not available | Not available | Not available | Not available | Not available | Not available | Yes | Yes | Not available | Not available | Not available | Not available | Not available | Not available | Not available | Not available | Not available | Not available | Not available | Not available | Not available | Not available | Not available | Not available | ISO 50001 Energy Management System | SS564 Green Data Centres, ISO 50001 Energy Management System, ISO 45001 | ISO 50001 Energy Management System | Not available | Not available | Not available | Not available | Not available | Not available | Not available | Solar power system | Not available | 1.3 | Not available | Not available | Not available | Not available | Not available | Not available | Not available | Not available | Not available | Not available | Not available
experian_annual_report_2024_web.pdf | 1-Net East | 19 |  | X |  |  |  |  | 9 | 2024 | 1-Net East | 1-Net Singapore Pte Ltd | No. | No. | Yes | No | not available | not available | not available | Texas, USA | Texas, USA | not available | not available | not available | not available | not available | Yes | not available | not available | not available | not available | not available | not available | Yes | not available | not available | Yes. | not available | not available | not available | not available | not available | not available | not available | not available | not available | not available | not available | not available | ISO 14001:2015 | ISO 27001 | not available | not available | not available | not available | not available | not available | not available | not available | not available | not available | not available | not available | not available | not available | not available | Yes | not available | not available | not available | The security standards mentioned in the text are: - ISO 27001 - Payment Card Industry Data Security Standard (PCI-DSS) - SOC2 - Cyber Essentials Plus in the UK | not available
JRC135926_01.pdf | 1-Net East | 19 |  |  |  | X | X | X | 4 | 2024 | 1-Net East | 1-Net Singapore Pte Ltd | No | No. | No | Yes | Not available | Proximus | Not available | Not available | not available | Ireland and the Netherlands | Not available | Not available | Not available | Not available | Not available | Not available | Not available | Not available | Not available | Not available | Not available | Not available | Not available | Not available | Not available | Not available | Not available | Not available | Not available | Not available | Not available | Not available | Not available | Not available | Not available | Not available | Not available | Not available | Not available | Not available | Not available | Not available | Not available | Not available | Not available | The types of facilities mentioned in the text are colocation and hyperscale data centres. | Not available | Not available | 1.7 | Not available | Not available | Not available | Not available | Not available | Not available | Not available | Not available | Not available | Not available | Not available
19439Singapores_Voluntary_National_Review_Report_v2.pdf | 1-Net East | 19 |  |  |  | X | X | X | 6 | 2018 | 1-Net East | 1-Net Singapore Pte Ltd | No. | No | Yes (Sustainability Report) | No | not available | Not available | Not available | Not available | Not available | Not available | not available | not available | Not available | Not available | Not available | Not available | Not available | Not available | Not available | Not available | Not available | Not available | Not available | Not available | Not available | Not available | Not available | Not available | Not available | Not available | Not available | Not available | Not available | Not available | Not available | Not available | Not available | Not available | Not available | Not available | Not available | 94 million square metres | Not available | Not available | Not available | Not available | Not available | The text mentions a goal to increase solar photovoltaic (PV) deployment in Singapore to 350 MWp by 2020, and to 1 GWp beyond 2020. | Not available | Combined Cycle Gas Turbines (CCGTs) | Not available | Not available | Not available | Not available | Yes | Not available | Minimum Energy Performance Standards (MEPS) | The water efficiency standards mentioned in the text are: - Minimum Water Efficiency Standards - Mandatory Water Efficiency Management Plan | Not available | Not available
Telin-3 DC Data Sheet v3_0.pdf | Telin Singapore 3 | 20 |  |  | X |  |  |  | 31 | 2018 | Telin Singapore 3 | NeutraDC | Yes | No. | No | No | Telin-3 | not available | Not available | Singapore | Singapore | Singapore | Active | not available | Not available | Not available | Yes | Not available | Not available | Not available | Not available | Not available | Not available | Not available | Not available | Not available | Not available | Yes | Yes | Yes | Yes, 24/7 Guard & security presence | Yes | Yes | Yes | Not available | N+1 | 2N Fault tolerance chilled water system (Tier IV) & N+1 continuous chilled water system (Tier III) | N+1 | Not available | ISO 50001 Energy Management System | - ISO 27001 Information Security Management System - ISO 50001 Energy Management System | Raised floor | 12,000 sqm | 12,000 sqm | Not available | 15kN/sqm | The slab-to-slab height mentioned in the text is 7200mm. | Not available | The power systems in use by the datacenter are: - Diesel Rotary Uninterruptible Power Supply (DRUPS) - Uninterruptible Power System (UPS) | Not available | Not available | Not available | The cooling system in use by the data center is a "2N Fault tolerance chilled water system (Tier IV) & N+1 continuous chilled water system (Tier III)." | Not available | 12,000 sqm | Not available | Yes | Building & Construction Authority (BCA) & Infocomm Development Authority of Singapore (IDA) Data Centre Green Mark Platinum | ISO 50001 Energy Management System SS 564 Energy and Environment Management | Not available | ISO 27001 Information Security Management System | The security systems mentioned in the text are: - Perimeter wall & anti-ram security fencing with motion detection cabling - 24x7 Closed circuit TV (CCTV) - 24x7 Guard & security presence - Pre-authorisation security access control - Vehicle checks & bollard security system - X-ray scanner & metal detector - Contactless card access system & biometric access control system - Turnstile gates & mantraps
Telin-3 DC Data Sheet v3_0.pdf | Telin Singapore 3 | 20 |  |  | X |  |  |  | 31 | 2018 | Telin Singapore 3 | NeutraDC | Yes | No. | No. | No | Telin-3 | not available | not available | Singapore | Singapore | Singapore | Active | not available | not available | not available | Yes | not available | not available | not available | not available | not available | not available | not available | not available | not available | not available | Yes | Yes | Yes | Yes, 24/7 Guard & security presence. | Yes | Yes | Yes | not available | Fully redundant Uninterruptible Power System (UPS) | 2N Fault tolerance chilled water system (Tier IV) & N+1 continuous chilled water system (Tier III) | N+1 | not available | ISO 27001 Information Security Management System ISO 50001 Energy Management System | - ISO 27001 Information Security Management System - ISO 50001 Energy Management System | Raised floor | 12,000 sqm | 12,000 sqm | not available | 15kN/sqm | The slab-to-slab height mentioned in the text is 7200mm. | not available | The power systems in use by the datacenter are: - Diesel Rotary Uninterruptible Power Supply (DRUPS) - Uninterruptible Power System (UPS) | not available | not available | not available | The cooling system in use by the data center is a "2N Fault tolerance chilled water system (Tier IV) & N+1 continuous chilled water system (Tier III)." | not available | 12,000 sqm | not available | Yes. | Building & Construction Authority (BCA) & Infocomm Development Authority of Singapore (IDA) Data Centre Green Mark Platinum | ISO 50001 Energy Management System SS 564 Energy and Environment Management | not available | ISO 27001 Information Security Management System | Here are the security systems mentioned in the text: - Perimeter wall & anti-ram security fencing with motion detection cabling - 24x7 Closed circuit TV (CCTV) - 24x7 Guard & security presence - Pre-authorisation security access control - Vehicle checks & bollard security system - X-ray scanner & metal detector - Contactless card access system & biometric access control system - Turnstile gates & mantraps
C.2.3_Annual Report FY 2023, page 103-121.pdf | Telin Singapore 3 | 20 | X | [5 empty] | 10 | 2024 | Telin Singapore 3 | NeutraDC | No. | Yes | Yes (Annual Report) | No | NeuCentrIX Data Centers, Enterprise Data Centers, Hyperscale Data Center, Telin 1, Telin 2, Telin 3 | The data center operator mentioned in the text is PT Telkom Data Ekosistem (NeutraDC). | Not available | Cikarang | Batam | The countries where the data centers are located are Indonesia, Singapore, Timor Leste, and Hong Kong. | Active | not available | Not available | Not available | Yes | Not available | Not available | Not available | Not available | Not available | Not available | Not available | Not available | Not available | Not available | Yes | Not available | Not available | Not available | Not available | Not available | Not available | Not available | Not available | Not available | Not available | Not available | Not available | 27000-17/18 and CSA Star & PII Related Certification. | Not available | Not available | Not available | Not available | Not available | Not available | Not available | Not available | Not available | Not available | Not available | Not available | Not available | Not available | Not available | Not available | Not available | Not available | Not available | 27000-17/18 and CSA Star | Not available
datasheet-telin3.PDF | Telin Singapore 3 | 20 |  |  | X |  |  |  | 0 | 2016 | Telin Singapore 3 | NeutraDC | I don't have the ability to access or review specific PDF files or their contents. Please check the PDF directly for the information you need. | I don't have the ability to view or analyze PDF files or their contents. Please let me know how else I may assist you! | No | I don't have the ability to view specific files or their contents, including PDFs. Therefore, I can't confirm whether the document you are referring to is a specification/technical report. Please check the document directly to ascertain its nature. | not available | not available | not available | not available | not available | not available | not available | not available | Not available | Not available | Not available | Not available | Not available | Not available | Not available | Not available | Not available | Not available | Not available | Not available | Not available | Not available | Not available | Not available | Not available | Not available | Not available | Not available | Not available | Not available | Not available | Not available | Not available | Not available | Not available | Not available | Not available | Not available | Not available | Not available | Not available | Not available | Not available | Not available | Not available | Not available | Not available | Not available | Not available | Not available | Not available | Not available | Not available | Not available | Not available | Not available
datasheet-telin3.PDF | Telin Singapore 3 | 20 |  |  | X |  |  |  | 12 | 2016 | Telin Singapore 3 | NeutraDC | No | No. | No | No | not available | not available | not available | not available | not available | not available | not available | not available | not available. | not available | not available. | not available. | not available. | not available. | not available. | not available. | not available. | not available. | not available. | not available | not available. | not available. | not available | not available | not available | not available | not available | not available | not available | not available | not available | not available | not available | not available | not available | not available | not available | not available | not available | not available | not available | not available | not available | not available | not available | not available | not available | not available | not available | not available | not available | not available | not available | not available | not available | not available
kdc-sgp-5-fa.pdf | Keppel DC Singapore 5 (SGP5) | 21 |  |  | X |  |  |  | 31 | 2020 | Keppel DC Singapore 5 (SGP5) | Keppel Data Centres | Yes | Yes | No | Yes | DC 1 SGP 5 SGP 1 SGP 2 SGP 4 | Keppel Data Centres | Not available | Singapore | Asia Pacific and Europe. | Singapore | Not available | not available | Not available | Not available | Yes | Yes | Yes | Not available | Yes | Yes | Not available | Not available | Not available | Not available | Not available | Yes | Yes | Yes | Yes, 24/7. | Not available | Yes | Yes | Not available | Not available | The information provided does Not availablet specify the redundancy level for the cooling systems in terms of an "n+1" format or similar. Therefore, the answer is "Not available" | The information provided does Not availablet specify the redundancy level for standby power in a format such as N+1, N+2, etc. Therefore, the answer is "Not available" | ISO 50001 | - ISO 9001 - ISO 14001 - ISO 27001 - ISO 45001 - ISO 46001 - ISO 50001 | The ISO Standards/certificates assigned to the datacenter are: - ISO 9001 - ISO 14001 - ISO 27001 - ISO 45001 - ISO 46001 - ISO 50001 | Not available | Not available | Not available | 5-storey building | 12.5 kN/sqm | The slab to slab height mentioned is up to 6.8 m. | Not available | Not available | Not available | Not available | Not available | Dual piping | The Water Usage Effectiveness (WUE) of the data center is Not availablet mentioned in the provided information. Therefore, the answer is 'Not available'. | 208,096 sqft | Not available | Yes | The green building standards mentioned are: - BCA-IMDA Green Mark Award (Platinum) | Not available | Not available | The security standards mentioned are: - TVRA - ISO 9001, 14001, 27001, 45001, 46001, 50001 - TIA 942 Rated 3 - SS 564, 507 | The security systems in use are: - 24/7 onsite security force with mandatory personnel and vehicle checks - 24/7 CCTV monitoring - Anti-climb perimeter fencing and vehicle trap system - Access control with 2-factor authentication and man trap entry
kdcr-ar21-full-report.pdf | Keppel DC Singapore 5 (SGP5) | 21 |  | X |  |  |  |  | 21 | 2022 | Keppel DC Singapore 5 (SGP5) | Keppel Data Centres | Yes | Yes | Yes | No | 1. Guangdong Data Centre 2. Cardiff Data Centre 3. GV7 Data Centre 4. London Data Centre 5. Keppel DC Dublin 1 6. Keppel DC Dublin 2 7. Almere Data Centre 8. Amsterdam Data Centre 9. Eindhoven Campus 10. Milan Data Centre 11. Kelsterbach Data Centre | Not available | not available | The city where the Milan Data Centre is located is Milan, Italy. | not available | not available | Not available | not available | not available | not available | Yes | not available | Yes | not available | Yes | Yes | not available | Yes | not available | not available | Yes. | not available | not available | not available | Yes, the datacenter has robust round-the-clock physical security systems, which implies onsite security staff are present 24/7. | not available | not available | not available | not available | not available | not available | not available | ISO 14001, ISO 50001 | ISO 14001:2015 ISO 50001 | ISO/IEC 27001:2013 Information Security Management System SS 507:2015 Provision of Business Continuity and Disaster Recovery | not available | 79,439 sq ft | not available | not available | not available | not available | The type of facility mentioned in the text is "colocation." | not available | not available | not available | not available | Closed-circuit cooling systems | not available | The Gross Floor Area for the Cardiff Data Centre ("Cardiff DC") is not availablet mentioned in the provided text. Therefore, the response is "not available" | not available | Yes | SS 564 Part-1:2020 Energy & Environment Management System Water Efficient Building by PUB | The energy standards mentioned in the text are: - SS 564 Part-1:2020 Energy & Environment Management System - GRI 302: 302-1 Energy consumption within the organisation - GRI 302: 302-2 Energy consumption outside of the organisation - GRI 302: 302-3 Energy intensity | ISO 46001:2019 Water Efficiency Management System certification. | 1. ISO/IEC 27001:2013 Information Security Management System 2. SS 507:2015 Provision of Business Continuity and Disaster Recovery | not available
kcl-sr-21.pdf | Keppel DC Singapore 5 (SGP5) | 21 | X | [5 empty] | 12 | 2022 | Keppel DC Singapore 5 (SGP5) | Keppel Data Centres | No | Yes | Yes (Sustainability Report) | No | not available | Keppel Data Centres | Not available | Not available | Not available | Not available | Not available | Not available | Not available | Not available | Not available | Yes | Yes | Not available | Yes | Yes | Not available | Not available | Not available | Not available | Not available | Not available | Not available | Not available | Not available | Not available | Not available | Not available | Not available | Not available | Not available | Not available | Not available | SS 564, ISO 50001 | The ISO Standards/certificates mentioned for the data centers are: - ISO 24762 - ISO 50001 - ISO 14001 | Not available | Not available | Not available | Not available | Not available | Not available | Not available | hydrogen | Not available | Not available | The low-carbon technology innovations mentioned in the text are: - Energy-as-a-Service - Real-Estate-as-a-Service - green ammonia supply chain - carbon capture, utilisation and storage | District Cooling Systems (DCS) | Not available | Not available | Not available | Yes | The green building standards mentioned are: - Building and Construction Authority of Singapore’s (BCA) Green Mark GoldPLUS standard, or its equivalent. - BCA Green Mark Gold Standard, or its equivalent. - Singapore Green Building Council’s 4-ticks rating, or its equivalent, by 2030. | Not available | Not available | Not available | Not available
kdcr-sr19.pdf | Keppel DC Singapore 5 (SGP5) | 21 | X | [5 empty] | 16 | 2020 | Keppel DC Singapore 5 (SGP5) | Keppel Data Centres | Yes | Yes | Yes (Sustainability Report) | No | 1. Keppel DC Singapore 1 (KDC SGP 1) 2. Keppel DC Singapore 2 (KDC SGP 2) 3. Keppel DC Singapore 3 (KDC SGP 3) 4. Keppel DC Singapore 5 (KDC SGP 5) 5. Basis Bay Data Centre (Basis Bay DC) 6. Gore Hill Data Centre (Gore Hill DC) 7. Keppel DC Dublin 1 (KDC DUB 1) 8. Keppel DC Dublin 2 (KDC DUB 2) | Not available | Not available | Singapore | The regions where the data centers are located, as mentioned in the context, are: 1. Australia 2. United Kingdom 3. Germany 4. Italy 5. Netherlands 6. Singapore 7. Malaysia 8. Ireland | Singapore | Not available | Not available | Not available | Not available | Yes | Yes | Not available | Not available | Not available | Yes | Not available | Not available | Not available | Not available | Not available | Yes | Not available | Not available | Not available | Not available | Not available | Not available | Not available | Not available | Not available | Not available | ISO 50001:2011 Energy Management System | ISO 50001:2011 Energy Management System | 1. ISO 50001:2011 Energy Management System 2. ISO 27001:2013 Information Security Management System 3. ISO 9001:2015 Quality Management System 4. ISO/IEC 27001:2013 Information Security Management System | Not available | Not available | Not available | Not available | Not available | Not available | Not available | Not available | Not available | Not available | The low-carbon technology innovations mentioned in the text are: - Chillers - Cooling towers - Diesel Rotary Uninterruptible Power Supply devices | chilled water-cooling systems | Not available | Not available | Not available | Yes | Not available | The energy standards mentioned in the text are: - Energy Efficiency: 67 to 69 - 302-1: Energy consumption within the organisation: 63, 68 to 69 | The water efficiency standards mentioned are: - SS 577:2012 Water Efficiency Management System - ISO 46001:2019 – Water Efficiency Management Systems (WEMS) | Not available | Not available
kdc-sgp-5-fa.pdf | Keppel DC Singapore 5 (SGP5) | 21 |  |  | X |  |  |  | 30 | 2020 | Keppel DC Singapore 5 (SGP5) | Keppel Data Centres | Yes | Yes | No | No | DC 1 SGP 5 SGP 1 SGP 2 SGP 4 | Keppel Data Centres | not available | The city name mentioned for the data centers is Singapore. | Asia Pacific and Europe. | Singapore and countries across Asia Pacific and Europe. | not available | not available | not available | not available | Yes | Yes | Yes | not available | Yes | Yes | not available | not available | not available | not available | not available | Yes | Yes | Yes | Yes, 24/7. | not available | Yes | Yes | not available | not available | The information provided does not availablet specify the redundancy level for the cooling systems in terms of an "n+1" format or similar. Therefore, the answer is "not available" | The information provided mentions that the data center has "2 X 2N feeders" for incoming power feed. This indicates a redundancy level of 2N. | ISO 50001 | - ISO 9001 - ISO 14001 - ISO 27001 - ISO 45001 - ISO 46001 - ISO 50001 | The ISO Standards/certificates assigned to the datacenter are: - ISO 9001 - ISO 14001 - ISO 27001 - ISO 45001 - ISO 46001 - ISO 50001 | not available | not available | not available | 5-storey building | 12.5 kN/sqm | The slab to slab height mentioned is up to 6.8 m. | not available | not available | not available | not available | not available | Dual piping | not available | 208,096 sqft | not available | Yes. | The green building standards mentioned are: - BCA-IMDA Green Mark Award (Platinum) | not available | not available | The security standards mentioned in the text are: - TVRA - ISO 9001, 14001, 27001, 45001, 46001, 50001 - TIA 942 Rated 3 - SS 564, 507 | The security systems in use are: - 24/7 onsite security force with mandatory personnel and vehicle checks - 24/7 CCTV monitoring - Anti-climb perimeter fencing and vehicle trap system - Access control with 2-factor authentication and man trap entry
keppel-ltd-3q-2024-business-update-presentation-slides.pdf | Keppel DC Singapore 3 (SGP3) | 22 |  |  |  | X |  |  | 9 | 2024 | Keppel DC Singapore 3 (SGP3) | Keppel Data Centres | No | Yes | No | No | 1. Keppel Data Centre Campus 2. Taiwan Data Centre Campus 3. Western Tokyo Data Centre | Keppel | not available | 1. Singapore 2. Western Tokyo | 1. Singapore 2. Taiwan 3. Western Tokyo, Japan | Singapore, Taiwan, Japan | Not available | not available | not available | not available | not available | not available | not available | not available | not available | not available | not available | not available | not available | not available | not available | not available | not available | not available | not available | not available | not available | not available | not available | not available | not available | not available | not available | not available | not available | not available | not available | not available | not available | not available | not available | Hyperscaler | not available | not available | not available | not available | Liquid cooling | not available | not available | not available | Yes | not available | not available | Best-in-class water usage effectiveness | not available | not available
ad84a8d8-b053-483d-9163-f7fd439f3cfd.pdf | Keppel DC Singapore 3 (SGP3) | 22 |  |  | X |  |  |  | 27 | 2020 | Keppel DC Singapore 3 (SGP3) | Keppel Data Centres | Yes | Yes | No | Yes | Not available | Keppel Data Centres | Not available | Not available | Asia Pacific and Europe. | Singapore | Not available | not available | Yes | Not available | Yes | Yes | Yes | Not available | Yes | Yes | Not available | Not available | Not available | Not available | Not available | Yes | Yes | Yes | Yes, 24/7. | Not available | Yes | Yes | Not available | Not available | The information provided does Not availablet specify the redundancy level for the power and cooling systems in terms of an "n+1" format or similar. Therefore, the answer is "Not available" | Not available | Not available | ISO 9001, 14001, 27001, 45001, 46001, 50001 | - ISO 9001 - ISO 14001 - ISO 27001 - ISO 45001 - ISO 46001 - ISO 50001 | Not available | Not available | Not available | 5-storey building | 15 kN/sqm | The slab to slab height mentioned is up to 5.74 m. | Not available | Not available | Not available | Not available | Not available | Not available | Water Usage Effectiveness (WUE) is Not availablet mentioned in the provided information. Therefore, the response is 'Not available'. | 133,878 sqft | Not available | Yes | - LEED Certification (Gold) - BCA-IMDA Green Mark Award (Platinum) | Not available | Not available | The security standards mentioned are: - TVRA - TIA 942 Rated 3 - SS 564, 507 | The security systems in use are: - 24/7 onsite security force with mandatory personnel and vehicle checks - 24/7 CCTV monitoring - Anti-climb perimeter fencing and vehicle trap system - Access control with 2-factor authentication and man trap entry - Integrated visitor management system
kdc-sgp-3-sep-2023.pdf | Keppel DC Singapore 3 (SGP3) | 22 |  |  | X |  |  |  | 22 | 2020 | Keppel DC Singapore 3 (SGP3) | Keppel Data Centres | Yes | Yes | No | Yes | not available | Keppel Data Centres | not available | not available | Asia Pacific and Europe. | not available | not available | not available | not available | not available | Yes | Yes | Yes | not available | Yes | Yes | not available | not available | not available | not available | not available | Yes | Yes | Yes | Yes, 24/7. | not available | Yes | Yes | not available | not available | not available | not available | not available | ISO 9001, 14001, 27001, 27701, 37001, 45001, 46001, 50001 | not available | not available | not available | not available | 5-storey building | 15 kN/sqm | The slab to slab height mentioned is up to 5.74 m. | not available | not available | not available | not available | not available | not available | not available | 133,878 sqft | not available | Yes. | The green building standards mentioned are: - LEED Certification (Gold) - BCA Green Mark Award (Platinum) | not available | SS 564 | not available | The security systems in use are: - 24/7 onsite security force with mandatory personnel and vehicle checks - 24/7 CCTV monitoring - Anti-climb perimeter fencing and vehicle trap system - Access control with 2-factor authentication and man trap entry - Integrated visitor management system
ESG-Report-2021-22.pdf | Princeton Digital SG1 | 24 | X | [5 empty] | 20 |  | Princeton Digital SG1 | Princeton Digital Group | No | Yes | Yes | No | SH1 PE1 JB1 JC1 SB1 BD1 SG1 | Not available | not available | Shanghai Pekanbaru Jakarta Surabaya Bandung Singapore Tokyo Beijing Langfang Xi’an Nanjing Nantong Foshan Mumbai | The data centers mentioned are located in the following regions: - Shanghai, China - Pekanbaru, Indonesia - Jakarta, Indonesia - Surabaya, Indonesia - Bandung, Indonesia - Singapore - Tokyo, Japan - Mumbai, India If you need information on a specific data center, please specify. | China Indonesia Singapore Japan India | 1. Mumbai, India data center - Active 2. Tokyo, Japan data center - Inactive 3. Jakarta, Indonesia data center - Inactive | 2022 | not available. | not available | not available | not available | not available | not available | not available | Yes | not available | not available | not available | not available | not available | not available | not available | not available | not available | not available | not available | not available | not available | not available | not available | not available | not available | ISO 50001 – Energy Management Systems | ISO 50001 – Energy Management Systems | not available | not available | not available | 28 | not available | not available | Hyperscaler | UPS (uninterrupted power supply) | not available | 1.34 | Battery technology and artificial intelligence (AI) | closed-loop water system | 2.4 m/MWh | not available | not available | Yes | The green building standards mentioned in the text are: - Leadership in Energy and Environmental Design (LEED) - Singapore’s BCA Green Mark Platinum - India’s IGBC Platinum | ISO 50001 – Energy Management Systems | not available | not available | not available
SG1_Factsheet.pdf | Princeton Digital SG1 | 24 |  |  | X |  |  |  | 33 |  | Princeton Digital SG1 | Princeton Digital Group | No | Yes | No | Yes | not available | Princeton Digital Group | 7000 Ang Mo Kio Ave 5 SG 569877 | Singapore | South East Asia | Singapore | Active | not available | not available | not available | Yes | Yes | not available | not available | Yes | Yes | Yes | Yes | not available | not available | not available | Yes | Yes | Yes | Yes, 24/7. | Yes | not available | not available | not available | N+1 | N+1 | N+1 | not available | ISO 50001 : 2018 | ISO 27001, 9001, 45001, 50001 : 2018 | not available | 16,148m2 | not available | not available | 12.5kN/m2 | 6m | hyperscaler | The power systems mentioned for the data center are: - Uninterrupted Power Supply (UPS) - Diesel generators | not available | 1.45 | not available | High-efficiency water-cooled chillers with oil-free centrifugal compressor technot availablelogy | not available | 16,148m2 | not available | not available | not available | ISO 27001, 9001, 45001, 50001 : 2018 | not available | SOC1 and SOC2 Type 2 ISO 27001, 9001, 45001, 50001 : 2018 SS 564, Part 1 : 2020 OSPAR Attestation TVRA Uptime Tier 3 M&O | The security systems mentioned in the text are: - 3m high anti-climb perimeter fencing - 24x7 onsite security - 24x7 onsite manned guards - 24x7 comprehensive CCTV coverage with programmed video-motion detection - Recordings of 25 fps at 1 megapixel and kept for 90 days - All monitoring systems supplied with dual power with not available single failure point - Video management system equipped with failover redundancy network video recording server - 2FA data center security accessible by access
ESG-Report-2022-23.pdf | Princeton Digital SG1 | 24 | X | [5 empty] | 18 | 2023 | Princeton Digital SG1 | Princeton Digital Group | No | Yes | Yes (Sustainability Report) | No | The names of the data centers mentioned in the text are: - Jakarta Cibitung - Jakarta Bintaro - Bandung - Pekanbaru - Surabaya | Princeton Digital Group Data Centres | Not available | The data center is located in Kita ward. | Indonesia | Indonesia | Active | Not available | Not available | Not available | Not available | Not available | Not available | Not available | Not available | Yes | Not available | Not available | Not available | Not available | Not available | Not available | Not available | Not available | Not available | Not available | Not available | Not available | Not available | Not available | Not available | Not available | ISO 50001 : 2018 | ISO 50001 : 2018 | ISO 50001 : 2018 | Not available | Not available | Not available | G + 6 storeys each | Not available | Not available | hyperscale | Not available | Not available | 1.2 – 1.4 | Not available | air-cooled chiller system | Not available | 84,000m² | Not available | Yes | The green building standards mentioned are BREEAM and LEED. | The energy standards mentioned are BREEAM and LEED. | Not available | Not available | Not available
ESG-Report-2021-22.pdf | Princeton Digital SG1 | 24 | X | [5 empty] | 18 |  | Princeton Digital SG1 | Princeton Digital Group | No | Yes | Yes (Sustainability Report) | No | SH1 PE1 JB1 JC1 SB1 BD1 SG1 | Not available | Not available | Shanghai, Pekanbaru, Jakarta, Surabaya, Bandung, Singapore, Tokyo, Beijing, Langfang, Xi’an, Nanjing, Nantong, Foshan, Mumbai. | Jakarta | The data centers are located in the following countries: 1. China 2. Indonesia 3. Singapore 4. Japan 5. India | Not available | 2022 | Not available | Not available | Not available | Not available | Not available | Not available | Not available | Yes | Not available | Not available | Not available | Not available | Not available | Not available | Not available | Not available | Not available | Not available | Not available | Not available | Not available | Not available | Not available | Not available | Not available | ISO 50001 – Energy Management Systems | ISO 50001 – Energy Management Systems | Not available | Not available | Not available | 28 | Not available | Not available | Hyperscaler | UPS (uninterrupted power supply) systems | Not available | 1.34 | Battery technology and artificial intelligence (AI) | closed-loop water system | 2.4 m/MWh | Not available | Not available | Yes | The green building standards mentioned in the text are: - Leadership in Energy and Environmental Design (LEED) - Singapore’s BCA Green Mark Platinum - India’s IGBC Platinum | ISO 50001 – Energy Management Systems | Not available | Not available | Not available
56189c63-42bb-4ff4-97d5-f606421bcfcd.pdf | Global Switch Singapore Tai Seng | 25 |  |  | X |  |  | X | 34 | 2020 | Global Switch Singapore Tai Seng | Global Switch | Yes | Yes | No | Yes | Global Switch Hong Kong | Global Switch | Not available | Hong Kong | Hong Kong | Hong Kong, France, Singapore | Not available | Not available | Not available | Not available | Yes | Yes | Yes | Not available | Yes | Yes | Not available | Not available | Not available | Not available | Not available | Yes | Not available | Not available | Yes, 24/7 | Yes | Yes | Yes | 100MVA | N+2 redundancy for Buildings 1-3 and N+1 redundancy for Buildings 4-5. | N+1 | N+1 redundancy for Buildings 4-5 and N+2 redundancy for Buildings 1-3. | ISO 50001 | ISO 14001 | The ISO Standards/certificates assigned to the data center are: - ISO 9001 - ISO 14001 - ISO 27001 - ISO 45001 - ISO 50001 | Raised floor | 70,000 sq m | Not available | Not available | 12 kN/m² | The floor to ceiling height mentioned in the text is 6 meters slab to slab. | Colocation | The power systems in use by the datacenter are: - Diesel Rotary UPS - Static UPS | Not available | Not available | Not available | Chilled water cooling system | Not available | 70,000 sq m of gross space | Not available | Yes | Not available | The energy standard mentioned in the text is ISO 50001. | Not available | ISO 27001 | The security systems mentioned in the text are: - Access control using proximity card readers and biometric systems - Physical access via mantrap - CCTV records kept for 31 days - Comprehensive intruder detection and alarms to all areas - Perimeter Intrusion Detection system (PIDs) - Strict access control procedures
global-switch-technical-specification-singapore-tai-seng.pdf | Global Switch Singapore Tai Seng | 25 |  |  | X |  |  |  | 24 |  | Global Switch Singapore Tai Seng | Global Switch | Yes | Yes | No | Yes | not available | not available | not available | Singapore | Singapore | Singapore | Not available | not available | not available | not available | Yes | not available | Yes | not available | Yes | not available | not available | not available | not available | not available | not available | Yes | not available | Yes | Yes, 24/7 | not available | Yes | Yes | not available | 2N and N+1 | N+1 | N+1 | not available | ISO 9001, 14001, 27001, 45001, 50001 | ISO 27001 | Raised floor | not available | not available | not available | 7.5 kN/m² | The building floor to ceiling height mentioned in the text is 3m clear height to underside of deepest beam. | not available | The power systems in use by the data center are: - 2N static UPS - Diesel Rotary UPS with N+1 redundancy | not available | not available | not available | not available | not available | not available | not available | Yes | not available | Energy efficiency is at the core of our business. | not available | ISO 27001 | The security systems mentioned in the text are: - Continuous CCTV surveillance of external and internal areas - Comprehensive intruder detection and alarms to all areas - Access control using proximity card readers - Physical access via mantrap
Base+Prospectus_704e5d21-8356-478f-8be6-e55fb043601b.PDF | Global Switch Singapore Tai Seng | 25 |  |  |  | X |  |  | 15 |  | Global Switch Singapore Tai Seng | Global Switch | Yes | Yes | No | Yes | not available | Global Switch | not available | not available | not available | not available | Active | not available | not available | not available | The provided context does not availablet mention whether Global Switch's data centers are ISO 27001 certified. Therefore, not available. | The provided text does not availablet mention whether Global Switch's data centers are ISO 9001 certified. Therefore, not available. | not available | not available | not available | not available | not available | not available | not available | not available | not available | Yes | not available | Yes | Yes, 24/7. | not available | Yes | not available | not available | 2(N+1) | 2(N+1) | 2(N+1) | not available | not available | not available | Raised (or access flooring) | not available | not available | not available | not available | not available | Retail colocation data centre | not available | not available | not available | not available | not available | not available | 9,977 square metres | not available | not available | not available | not available | not available | not available | The security systems mentioned in the text include: - access control systems - 24 / 7 security and technical support teams
global-switch-esg-report-2022.pdf | Global Switch Singapore Tai Seng | 25 | X | [5 empty] | 22 | 2024 | Global Switch Singapore Tai Seng | Global Switch | No | Yes | Yes | No | Paris West data centre, Paris East | Global Switch | Frankfurt Campus Frankfurt North / Frankfurt South Eschborner Landstraße 110 60489 Frankfurt am Main Germany Madrid Calle Yécora, 4 28022 Madrid Spain Paris Campus Paris East / Paris West 7-9 rue Petit 92582 Clichy Cedex, France | Denver, Phoenix, Los Angeles, Amsterdam, Paris, Madrid, Hong Kong, Sydney, London. | Madrid | The data centers mentioned are located in the following countries: - France (Paris) - Spain (Madrid) - Netherlands (Amsterdam) - Germany (Frankfurt) - United Kingdom (London) | Active | not available | not available. | not available | Yes | not available | Yes | not available | Yes | not available | not available | not available | not available | not available | not available | Yes | not available | not available | not available | not available | not available | not available | not available | not available | not available | not available | ISO 14001 | ISO14001 | ISO14001 ISO 27001(Information Security Management) | not available | not available | not available | not available | not available | not available | The type of facility mentioned in the text is a colocation data centre. | not available | not available | 1.2 Europe and 1.4 Asia-Pacific | heat pumps | Liquid cooling | not available | not available | not available | Yes | The green building standards mentioned are LEED, BREEAM, and Green Mark. | not available | ISO 46001 (Water Efficiency Management Systems) | not available | not available
global-switch-esg-report-2022.pdf | Global Switch Singapore Tai Seng | 25 | X | [5 empty] | 20 | 2024 | Global Switch Singapore Tai Seng | Global Switch | No. | Yes | Yes (ESG report) | No | Paris West data centre, Paris East | Global Switch | Frankfurt Campus Frankfurt North / Frankfurt South Eschborner Landstraße 110 60489 Frankfurt am Main Germany Madrid Calle Yécora, 4 28022 Madrid Spain Paris Campus Paris East / Paris West 7-9 rue Petit 92582 Clichy Cedex, France | Denver, Phoenix, Los Angeles, Amsterdam, Paris, Madrid, Hong Kong, Sydney, London. | Madrid | The data centers are located in the countries: - Spain - France | Active | not available | Not available | Not available | Yes | Not available | Yes | Not available | Yes | Not available | Not available | Not available | Not available | Not available | Not available | Yes | Not available | Not available | Not available | Not available | Not available | Not available | Not available | Not available | Not available | Not available | ISO 14001 | Not available | ISO14001 ISO 27001(Information Security Management) | Not available | Not available | Not available | Not available | Not available | Not available | Colocation | Not available | Not available | 1.2 Europe and 1.4 Asia-Pacific | Heat pumps | Liquid cooling | Not available | Not available | Not available | Yes | The green building standards mentioned in the text are LEED, BREEAM, and Green Mark. Minimum requirements are BREEAM = Excellent, LEED = Gold, Green Mark = Platinum. | Not available | ISO 46001 (Water Efficiency Management Systems) | Not available | Not available
global-switch-esg-report-2021.pdf | Global Switch Singapore Tai Seng | 25 | X | [5 empty] | 21 | 2024 | Global Switch Singapore Tai Seng | Global Switch | Yes | Yes | Yes (ESG report) | No | Not available | The name of the data center operator mentioned in the text is Global Switch. | Not available | Madrid, Singapore, and Sydney. | Madrid | Spain | Active | not available | Not available | Yes | Yes | Yes | Not available | Not available | Yes | Not available | Not available | Not available | Not available | Not available | Not available | Not available | Not available | Not available | Not available | Not available | Not available | Not available | Not available | Not available | Not available | Not available | Not available | ISO 14064-3: Greenhouse Gases | Not available | Not available | 428,000 sq m | Not available | Not available | Not available | Not available | The type of facility mentioned in the text is "colocation." | Not available | Not available | 1.2 in Europe and 1.4 in APAC. | The low-carbon technology innovations mentioned in the text are: - 'free cooling' systems - more efficient cooling delivery units - more efficient cooling plant | 'free cooling' systems | 0.75 | 428,000 sq m of technical space | Not available | Yes | The green building standards mentioned in the text are BREEAM ‘Very Good’ standard and LEED ‘Gold’ standard. | The energy standards mentioned in the text are BREEAM ‘Very Good’ standard for European developments and LEED ‘Gold’ standard for Asia Pacific developments. | BREEAM ‘Very Good’ and LEED ‘Gold’ | Not available | Not available
global-switch-technical-specification-singapore-woodlands.pdf | Global Switch Singapore Tai Seng | 25 |  |  | X |  |  | X | 27 |  | Global Switch Singapore Tai Seng | Global Switch | Yes | Yes | No | No | Amsterdam Campus | Global Switch | not available | Amsterdam, Singapore | Amsterdam | United Kingdom | Active | not available | Yes | not available | Yes | Yes | not available | not available | not available | not available | not available | not available | not available | not available | not available | not available | not available | Yes | Yes, security guard patrols 24x7x365. | Yes | not available | Yes | not available | N+2 and N+1 | N+1 | N+2 and N+1 | not available | ISO 9001, 14001, 27001, 45001, 50001 | The ISO standards/certificates assigned to the data center are: - ISO 9001 - ISO 14001 - ISO 27001 - ISO 45001 - ISO 50001 | Raised floor | not available | not available | not available | 15kN/m² | The building floor to ceiling height mentioned in the text is 5.4m slab to slab height. | not available | Diesel Rotary | not available | not available | not available | Chilled water cooling system | not available | 4,100,000 sq ft (387,000 sq m) | not available | Yes | not available | not available | not available | ISO 9001, 14001, 27001, 45001, 50001 | The security systems mentioned in the text are: - Comprehensive intruder detection and alarms to all areas - Perimeter Intrusion Detection system (PIDs) - Aspirated early warning smoke detection system (monitored 24x7x365)
global-switch-technical-specification-singapore-tai-seng.pdf | Global Switch Singapore Tai Seng | 25 |  |  | X |  |  |  | 32 |  | Global Switch Singapore Tai Seng | Global Switch | Yes | Yes | No | Yes | Amsterdam Campus London Campus | Global Switch | Here are the full addresses of the data centers mentioned in the text: Amsterdam Campus: Johan Huizingalaan 759 1066 VH Amsterdam Netherlands London Campus, London East: Global Switch House 3 Nutmeg Lane London E14 2AX United Kingdom London Campus, London North: East India Dock House 240 East India Dock Road London E14 9YY United Kingdom | The data centers mentioned are located in Amsterdam, London, and Singapore. | The data centers mentioned are located in the following regions: - Amsterdam, Netherlands - London, United Kingdom - Singapore | The data centers mentioned are located in the Netherlands, United Kingdom, and Singapore. | Not available | Not available | Yes | Not available | Yes | Not available | Yes | Not available | Yes | Yes | Not available | Not available | Not available | Not available | Not available | Yes | Not available | Not available | Yes, the data center has onsite security staff available 24x7x365. | Not available | Yes | Yes | 30MVA | 2N and N+1 | N+1 | N+1 | Not available | ISO 9001, 14001, 27001, 45001, 50001 | ISO 27001 | Raised floor | 26,743 sq m | Not available | 7 data floors | 7.5 kN/m² | The typical slab to slab height mentioned in the text is 4.1 meters. | Not available | The power systems in use by the data center are: - 2N static UPS - Diesel Rotary UPS with N+1 distributed redundancy - Diesel backup generator system with N+1 redundancy | Not available | Not available | Not available | Condenser water and chilled water based cooling systems | Not available | 26,743 sq m of gross space | Not available | Yes | Not available | Not available | Not available | ISO 27001 | The security systems mentioned in the text are: - Access control using proximity card readers - Physical access via mantrap - Secure managed delivery and loading area available 24x7x365 - Fully addressable fire detection system - Aspirated early warning smoke detection system (monitored 24x7x365) - Dry pipe pre-action sprinkler system - Inergen gas suppression system in technical areas
global-switch-brochure-singapore-woodlands.pdf | Global Switch Singapore Tai Seng | 25 |  |  | X |  |  | X | 31 |  | Global Switch Singapore Tai Seng | Global Switch | Yes | Yes | No | Yes | Global Switch Hong Kong Global Switch Singapore | Global Switch | Not available | Hong Kong and Singapore. | Asia-Pacific | Singapore | Not available | Not available | Not available | Not available | Yes | Yes | Yes | Not available | Yes | Yes | Not available | Not available | Not available | Not available | Not available | Yes | Not available | Yes | Yes, security guard patrols 24x7x365. | Yes | Yes | Yes | 30MVA | N+2 and N+1 | N+1 | N+N | Not available | ISO 14001, ISO 50001 | The ISO Standards/certificates assigned to the data center are: - ISO 9001 - ISO 14001 - ISO 27001 - ISO 45001 - ISO 50001 | Raised floor | Not available | Not available | Not available | 15N/m² | The minimum height from the raised floor to the underside of the ceiling mentioned in the text is 3.5 meters. | Not available | 22kV utility supply with N+N redundancy | Not available | 1.34 | Not available | Not available | Not available | Not available | Not available | Yes | The green building standards mentioned are: - BCA Green Mark Platinum - LEED Gold certification | Not available | Not available | ISO 27001 | The security systems mentioned in the text are: - Readers and biometric systems - Comprehensive intruder detection and alarms to all areas - Perimeter Intrusion Detection system (PIDs) - Analogue addressable fire detection system in all areas - HD video surveillance system - Biometric entry controls
global-switch-sustainability-policy-issue-11-march-2024-english.pdf | Global Switch Singapore Tai Seng | 25 |  |  |  | X |  |  | 12 |  | Global Switch Singapore Tai Seng | Global Switch | No | Yes | No | No | not available | Global Switch | Not available | Not available | Not available | Not available | Active | not available | Not available | Not available | Not available | Not available | Yes | Not available | Not available | Yes | Not available | Not available | Not available | Not available | Not available | Not available | Not available | Yes | Yes, the data center has resilient 24x7x365 security. | Not available | Not available | Not available | Not available | Not available | Not available | Not available | ISO 14001:2015, ISO 50001:2018 | ISO 14001:2015, ISO 50001:2018 | The ISO standards/certificates mentioned in the text are: - ISO 14001:2015 certified Environmental Management System - ISO 50001:2018 certified Energy Management System | Not available | Not available | Not available | Not available | Not available | Not available | Not available | Not available | Not available | Not available | Not available | compressor-less or reduced compressor use for cooling | Not available | Not available | Not available | Yes | Not available | The energy standards mentioned in the text are ISO 14001:2015 certified Environmental Management System and ISO 50001:2018 certified Energy Management System. | Not available | Not available | Not available
global-switch-task-force-on-climate-related-financial-disclosures-report-2023.pdf | Global Switch Singapore Tai Seng | 25 | X | [5 empty] | 12 |  | Global Switch Singapore Tai Seng | Global Switch | Yes | Yes | Yes (ESG report) | No | The names of the data centers mentioned in the text are: - Amsterdam West / Amsterdam East - London East - London North - Frankfurt North / Frankfurt South | Global Switch | The full address of the data center mentioned in the text is: Global Switch House 3 Nutmeg Lane London E14 2AX United Kingdom | The cities where the data centers are located are: - Amsterdam - London - Frankfurt - Madrid - Sydney | Amsterdam, London, Frankfurt, Madrid. | The countries where the data centers are located are: - Netherlands - United Kingdom - Germany - Spain - Australia | Not available | not available | Not available | Not available | Not available | Not available | Not available | Not available | Not available | Not available | Not available | Not available | Not available | Not available | Not available | Not available | Not available | Not available | Not available | Not available | Not available | Not available | Not available | Not available | Not available | Not available | Not available | Not available | Not available | Not available | Not available | Not available | Not available | Not available | Not available | Not available | Not available | Not available | 1.2 in Europe and 1.4 in Asia-Pacific | Not available | Adiabatic coolers/cooling tower water use | 0.75 in Europe and 1.0 in Asia-Pacific | Not available | Not available | Yes | The green building standards mentioned are BREEAM and LEED. | Not available | Not available | ISO 31000 | Not available
sd2023.pdf | China Mobile Singapore | 26 | X | [5 empty] | 12 | 2024 | China Mobile Singapore | China Mobile International | No | No | Yes | No | Hong Kong Fo Tan and Mong Kok Bay data centers | not available | not available | Hong Kong, Singapore, London, Frankfurt | Beijing-Tianjin-Hebei, Yangtze River Delta, Greater Bay Area, Chengdu-Chongqing, Hong Kong (China), Singapore, London (UK), Frankfurt (Germany) | China | Active | not available | not available | Yes. | not available | not available | not available | not available | not available | not available | not available | not available | not available | not available | not available | not available | not available | not available | not available | not available | not available | not available | not available | not available | not available | not available | not available | not available | not available | not available | not available | not available | not available | not available | not available | not available | city electricity direct supply and high-voltage DC | The renewable energy power generation capacities mentioned in the text are as follows: - Jiangsu Mobile deployed photovoltaic power generation devices in six office buildings in Wuxi, generating 570,000 kWh of electricity throughout the year. - Guangxi Mobile built a distributed photovoltaic power station in the logistics warehouse center in the High-tech Zone, generating 1.77 million kWh of electricity throughout the year. These are the specific capacities mentioned for on-site renewable energy power generation. | 1.36 | not available | high-dimensional cooling system | not available | not available | not available | Yes | not available | not available | not available | 1. Information technology—Network security—Part 7: Guidelines for network virtualization security (ISO/IEC 27033-7:2023) 2. China Mobile Communications Network Critical Information Infrastructure Network Security Protection Guidelines | not available
ar2023.pdf | China Mobile Singapore | 26 |  | X |  |  |  |  | 6 | 2024 | China Mobile Singapore | China Mobile International | No. | Yes | Yes | No | not available | not available | not available | not available | not available | China | Active | not available | not available | not available | not available | not available | not available | not available | not available | not available | not available | not available | not available | not available | not available | not available | not available | not available | not available | not available | not available | not available | not available | not available | not available | not available | not available | not available | not available | not available | not available | not available | not available | not available | not available | not available | not available | The capacities in wind and solar energy mentioned in the text are 210 million peak watts. | 1.32 | The low-carbon technot availablelogy innot availablevations mentioned in the text are: - Wind and Solar-Powered Wireless Network - Green Smart Park | not available | not available | not available | not available | Yes | not available | not available | not available | not available | not available
ar2019.pdf | China Mobile Singapore | 26 |  | X |  |  |  |  | 3 | 2020 | China Mobile Singapore | China Mobile International | No | No | No | No | not available | Not available | not available | not available | not available | China | Not available | not available | not available | not available | not available | not available | not available | not available | not available | not available | not available | not available | not available | not available | not available | not available | not available | not available | not available | not available | not available | not available | not available | not available | not available | not available | not available | not available | not available | not available | not available | not available | not available | not available | The floor to ceiling height of buildings is not availablet mentioned in the text provided. Therefore, the answer is 'not available'. | not available | not available | not available | not available | not available | not available | not available | not available | not available | Yes | not available | not available | not available | not available | not available
05.pdf | China Mobile Singapore | 26 | X | [5 empty] | 8 | 2024 | China Mobile Singapore | China Mobile International | No | No | Yes (Sustainability Report) | No | Hong Kong Fo Tan and Mong Kok Bay data centers | China Mobile | Not available | Hong Kong, Singapore, London, Frankfurt | Hong Kong, Singapore, London, Frankfurt | Hong Kong (China), Singapore, United Kingdom, Germany | Active | not available | Not available | Not available | Not available | Not available | Not available | Not available | Not available | Not available | Not available | Not available | Not available | Not available | Not available | Not available | Not available | Not available | Not available | Not available | Not available | Not available | Not available | Not available | Not available | Not available | Not available | Not available | Not available | Not available | Not available | Not available | Not available | Not available | Not available | Not available | Not available | Not available | Not available | Not available | Not available | Not available | Not available | Not available | Yes | Not available | Not available | Not available | The security standards mentioned in the text are: - ChinaMobileAll-StaffSafeProductionResponsibilitySystem - ChinaMobileFireControlRoomManagementRegulations - ChinaMobileBusinessPlaceSafetyManagementRegulations - ChinaMobileHeadOfficeSafetyManagementRegulations - SafetyProductionSupervisionandInspectionStandards(Scenario-Based) | Not available
sd2023.pdf | China Mobile Singapore | 26 | X | [5 empty] | 12 | 2024 | China Mobile Singapore | China Mobile International | No | No | Yes (Sustainability Report) | No | Hong Kong Fo Tan and Mong Kok Bay data centers | Not available | Not available | Hong Kong, Singapore, London, Frankfurt | Beijing-Tianjin-Hebei, Yangtze River Delta, Greater Bay Area, Chengdu-Chongqing, Hong Kong (China), Singapore, London (UK), Frankfurt (Germany) | China | Active | not available | Not available | Yes | Not available | Not available | Not available | Not available | Not available | Not available | Not available | Not available | Not available | Not available | Not available | Not available | Not available | Not available | Not available | Not available | Not available | Not available | Not available | Not available | Not available | Not available | Not available | Not available | Not available | Not available | Not available | Not available | Not available | Not available | Not available | Not available | city electricity direct supply and high-voltage DC | The renewable energy power generation capacities mentioned in the text are as follows: - Jiangsu Mobile deployed photovoltaic power generation devices in six office buildings in Wuxi, generating 570,000 kWh of electricity throughout the year. - Guangxi Mobile built a distributed photovoltaic power station in the logistics warehouse center in the High-tech Zone, generating 1.77 million kWh of electricity throughout the year. | 1.36 | Not available | High-dimensional cooling system | Not available | Not available | Not available | Yes | Not available | Not available | Not available | ISO/IEC 27033-7:2023 | Not available
ar2023.pdf | China Mobile Singapore | 26 |  | X |  |  |  |  | 6 | 2024 | China Mobile Singapore | China Mobile International | No. | Yes | Yes (Annual Report) | No | Not available | Not available | Not available | Not available | Not available | China | Active | not available | Not available | Not available | Not available | Not available | Not available | Not available | Not available | Not available | Not available | Not available | Not available | Not available | Not available | Not available | Not available | Not available | Not available | Not available | Not available | Not available | Not available | Not available | Not available | Not available | Not available | Not available | Not available | Not available | Not available | Not available | Not available | Not available | Not available | Not available | Not available | The capacities in wind and solar energy mentioned in the text are 210 million peak watts. | 1.32 | The low-carbon techNot availablelogy inNot availablevations mentioned in the text are: - Wind and Solar-Powered Wireless Network - Green Smart Park | Not available | Not available | Not available | Not available | Yes | Not available | Not available | Not available | Not available | Not available
sd2022.pdf | China Mobile Singapore | 26 | X | [5 empty] | 15 | 2023 | China Mobile Singapore | China Mobile International | No | No | Yes (Sustainability Report) | No | Nanjing, Suzhou, Wuxi | China Mobile | Not available | Nanjing, Suzhou, Wuxi | Not available | Not available | Not available | not available | No. | Not available | Not available | Not available | Yes | Not available | Not available | Not available | Not available | Not available | Not available | Not available | Not available | Not available | Not available | Yes | Yes, 24/7 | Not available | Not available | Not available | Not available | Not available | Not available | Not available | Not available | Not available | The ISO Standard mentioned in the text for the data center is ISO 14000 (Environmental Management Standards). | Not available | Not available | Not available | Not available | Not available | Not available | Not available | Not available | The average daily power generating capacity of the green energy cabin was 23.14 kWh. | 1.3 | Not available | The cooling system mentioned in the text is "plate heat exchanger." | Not available | 7,300 m² | Not available | Yes | BEAMPLUS and LEEDGOLD | The energy standards mentioned in the text are: - China Mobile Standards on Energy-Saving Classification of Equipment - SA 8000 (Social Accountability Standards) - OHSAS 18001 (Occupational Health and Safety Assessment Series) - ISO 14000 (Environmental Management Standards) | Not available | Not available | Not available
10.pdf | China Mobile Singapore | 26 | X | [5 empty] | 1 | 2023 | China Mobile Singapore | China Mobile International | No. | No | Yes (Sustainability Report) | No | Not available | Not available | Not available | Not available | Not available | Not available | Not available | not available | Not available | Not available | Not available | Not available | Not available | Not available | Not available | Not available | Not available | Not available | Not available | Not available | Not available | Not available | Not available | Not available | Not available | Not available | Not available | Not available | Not available | Not available | Not available | Not available | Not available | Not available | Not available | Not available | Not available | Not available | Not available | Not available | Not available | Not available | Not available | Not available | Not available | Not available | Not available | Not available | Not available | Not available | Yes | Not available | Not available | Not available | Not available | Not available
sd2021.pdf | China Mobile Singapore | 26 | X | [5 empty] | 10 | 2022 | China Mobile Singapore | China Mobile International | No. | No. | Yes (Sustainability Report) | No | Zhongwei Data Center | not available | Not available | Zhongwei | Ningxia | not available | Active | not available | Yes | Not available | Not available | Not available | Yes | Not available | Not available | Not available | Not available | Not available | Not available | Not available | Not available | Not available | Not available | Not available | Not available | Not available | Not available | Not available | Not available | Not available | Not available | Not available | Not available | Not available | Not available | Not available | Not available | Not available | Not available | Not available | Not available | Not available | Not available | Not available | 1.1 | Not available | The cooling systems mentioned in the text are: - high-pressure variable-speed water-cooled chillers - in-row ACs - heat pipe backplates | Not available | Not available | Not available | Yes | Not available | Not available | Not available | Not available | The security systems mentioned in the text are: - Cloud-network integrated network security protection system
ibx_sg2_en.pdf | Equinix SG2 | 27 |  |  | X |  |  |  | 34 | 2024 | Equinix SG2 | Equinix | Yes | Yes | No | Yes | SG2 Singapore Data Center | Equinix | Not available | Singapore | Southeast Asia | Singapore | Active | not available | Yes | Not available | Yes | Not available | Not available | Not available | Not available | Not available | Yes | Yes | Not available | Not available | Yes | Yes | Not available | Yes | Yes, 24/7 on-site security officers. | Yes | Yes | Yes | Not available | 2N | N+1 (on chillers) and N+20% (on CRAC units) | N+1 | ISO 27001, PCI DSS | ISO 27001 | ▪ ISO 27001 ▪ PCI DSS | Raised | 20,370 m2 | Not available | 6 storey | 14.4 kN/m2 | Not available | Not available | The power systems mentioned are: - AC Power Circuits - UPS Redundancy 2N - Standby Power Configuration - Utility Feeders | Not available | Not available | The low-carbon techNot availablelogy inNot availablevations mentioned in the text are: - Adiabatic cooling - 100% renewable energy | CRAC units and water-cooled centrifugal chillers | Not available | Not available | Not available | Yes | The green building standards mentioned are: - SS 564 - BCA Green Mark Platinum Award | Not available | Not available | The security standards mentioned are: - SOC 1 Type II - SOC 2 Type II - ISO 27001 - PCI DSS | The security systems mentioned in the text are: - Biometric readers (in common areas) - Additional biometric readers (optional) - PIN & card readers - VIEW smoke and heat detectors
ibx_sg2_en.pdf | Equinix SG2 | 27 |  |  | X |  |  |  | 34 | 2024 | Equinix SG2 | Equinix | Yes | Yes | No | No | SG2 Singapore Data Center | Equinix | not available | Singapore | Southeast Asia | Singapore | Active | not available | Yes | not available | Yes | not available | not available | not available | not available | not available | Yes | Yes | not available | not available | Yes | Yes | not available | Yes | Yes, 24/7 | Yes | Yes | Yes | not available | 2N | N+1 (on chillers) and N+20% (on CRAC units) | N+1 | ISO 27001, PCI DSS | ISO 27001 | ▪ ISO 27001 | Raised | 20,370 m2 | not available | 6 storey | 14.4 kN/m2 | not available | not available | The power systems mentioned are: - AC Power Circuits - UPS Redundancy 2N - Standby Power Configuration with paralleling system and diesel generators - UPS Configuration 2N | not available | not available | Adiabatic cooling 100% renewable energy | CRAC units and water-cooled centrifugal chillers | not available | not available | not available | Yes. | The green building standards mentioned are: - SS 564 - BCA Green Mark Platinum Award | not available | not available | The security standards mentioned are: - SOC 1 Type II - SOC 2 Type II - ISO 27001 - PCI DSS | The security systems mentioned in the text are: - Biometric readers (in common areas) - Additional biometric readers (optional) - PIN & card readers - 24/7 on-site security officers
ibx_sg2_en_feb2021.pdf | Equinix SG2 | 27 |  |  | X |  |  |  | 39 | 2021 | Equinix SG2 | Equinix | Yes | Yes | No | Yes | Singapore IBX® Data Center | Equinix | 15 Pioneer Walk, Singapore IBX® Data Center, 627753, Singapore | Singapore | Singapore | Singapore | Active | not available | No. | Not available | Yes | Not available | Not available | Not available | Not available | Not available | Yes | Yes | Not available | Not available | Yes | Yes | Yes | Yes | Yes, 24/7 on-site security officers. | Yes | Yes | Yes | Not available | 2N or N+1 (depending on floor) | N+1 (on chillers) and N+20% (on CRAC units) | N+1 | Not available | ISO 27001 | - ISO 27001 - PCI DSS - SOC 1 Type - SOC 2 Type - SS 564 | Raised Floor | 219,263 ft2 (20,370 m2) | 219,263 ft2 (20,370 m2) | 6-story | 11.97 kN/m2 | Not available | Colocation | The power systems mentioned are: - UPS Redundancy - Standby Power Configuration - Standby Power Redundancy - diesel generators | Not available | Not available | Adiabatic cooling | CRAC units and water-cooled centrifugal chillers | Not available | 219,263 ft2 (20,370 m2) | Not available | Yes | The green building standards mentioned are: - SS 564 Part 1: 2013 SG Standards for Green Data Centers - BCA-IMDA Green Mark Award (Platinum) | The energy standards mentioned are: - SS 564 Part 1: 2013 SG Standards for Green Data Centers - BCA-IMDA Green Mark Award (Platinum) | Not available | - ISO 27001 - PCI DSS - SOC 1 Type - SOC 2 Type - SS 564 | The security systems in use are: - Man trap entry - Perimeter fence and gate - 24/7 on-site security officers - Biometric readers (in common areas) - Additional biometric readers (optional) - PIN & card readers - CCTV surveillance with 30-day retention - Motion detection
ibx_sg2_en_feb2021.pdf | Equinix SG2 | 27 |  |  | X |  |  |  | 39 | 2021 | Equinix SG2 | Equinix | Yes | Yes | No | Yes | Singapore IBX® Data Center | Equinix | 15 Pioneer Walk, Singapore 627753 | Singapore | Singapore | Singapore | Active | not available | not available | not available | Yes | not available | not available | not available | not available | not available | Yes | Yes | not available | not available | Yes | Yes | Yes | Yes | Yes, 24/7 on-site security officers. | Yes | Yes | Yes | not available | N+1 or 2N (depending on floor) | N+1 | N+1 | ISO 27001, PCI DSS, SOC 1 Type, SOC 2 Type, SS 564 | ISO 27001 | - ISO 27001 - PCI DSS - SOC 1 Type - SOC 2 Type - SS 564 | Raised Floor | 219,263 ft2 (20,370 m2) | 219,263 ft2 (20,370 m2) | 6-story | 11.97 kN/m2 | not available | Colocation | The power systems mentioned are: - UPS Redundancy - Standby Power Configuration - Standby Power Redundancy - diesel generators | not available | not available | Adiabatic cooling | CRAC units and water-cooled centrifugal chillers | not available | 219,263 ft2 (20,370 m2) | not available | Yes | The green building standards mentioned are: - SS 564 Part 1: 2013 SG Standards for Green Data Centers - BCA-IMDA Green Mark Award (Platinum) | The energy standards mentioned are: - SS 564 Part 1: 2013 SG Standards for Green Data Centers - BCA-IMDA Green Mark Award (Platinum) | not available | - ISO 27001 - PCI DSS - SOC 1 Type - SOC 2 Type - SS 564 | The security systems in use are: - Man trap entry - Perimeter fence and gate - 24/7 on-site security officers - Biometric readers (in common areas) - Additional biometric readers (optional) - PIN & card readers - CCTV surveillance with 30-day retention - Motion detection
1f8d8766-0aae-45e5-a9f1-187427c5b79b.pdf | Equinix SG2 | 27 |  |  | X |  |  |  | 38 | 2018 | Equinix SG2 | Equinix | Yes | Yes | No | No | not available | Equinix | 15 Pioneer WalkSG2 Singapore IBX Data Center 627753, Singapore | Singapore | Southeast Asia | Singapore | not available | not available | Yes | not available | Yes | not available | not available | not available | not available | not available | Yes | Yes | not available | not available | Yes | Yes | Yes | Yes | Yes, 24x7 onsite security officers. | Yes | Yes | Yes | not available | N+1 or 2N (depending on floor) | N+1 | N+1 | ISO 27001, PCI DSS, SOC 1 Type, SOC 2 Type, SS 564 | ISO 27001 | - ISO 27001 - PCI DSS - SOC 1 Type - SOC 2 Type - SS 564 - SS 564 Part 1: 2013 SG Standards | Raised | 219,263 ft2 (20,370 m2) | not available | 6-story | 11.97 kN/m2 | The building floor to ceiling height is not availablet mentioned in the text provided. Therefore, the answer is 'not available'. | The type of facility mentioned in the text is "colocation." | The power systems mentioned are: - AC Power Circuits - UPS Redundancy (2N or N+1 depending on floor) - Standby Power Configuration with 16 x 2,000 kVA and 34 x 2,250 kVA diesel generators (N+1 redundancy) | not available | not available | Adiabatic cooling | CRAC units and water-cooled centrifugal chillers | not available | 219,263 ft2 (20,370 m2) | not available | Yes | The green building standards mentioned are: - SS 564 Part 1: 2013 SG Standards for Green Data Centers - BCA-IMDA Green Mark Award (Platinum) | The energy standards mentioned are: - SS 564 Part 1: 2013 SG Standards for Green Data Centers - BCA-IMDA Green Mark Award (Platinum) | not available | - ISO 27001 - PCI DSS - SOC 1 Type - SOC 2 Type | The security systems in use are: - Man trap entry - Perimeter fence and gate - 24x7 onsite security officers - Biometric Readers (in common areas) - Biometric Readers (optional) - PIN & Card Readers
Equinix,+Inc.+2022+Annual+Report.pdf | Equinix SG2 | 27 |  | X |  |  |  |  | 21 | 2023 | Equinix SG2 | Equinix | No | No | Yes (Sustainability Report/ ESG Report/ Annual Report) | No | IBX data center | Not available | Not available | Bogotá | Not available | Colombia, Peru, Brazil, Chile | Not available | Not available | Yes | Yes | Not available | Not available | Yes | Yes | Not available | Yes | Not available | Not available | Not available | Not available | Yes | Not available | Not available | Yes | Not available | Yes | Not available | Not available | Not available | Not available | Not available | n+1 | ISO 14001:2015 Environmental Management Standard | ISO 14001:2015, ISO 50001:2011 | ISO 22301, ISO 14001:2015, ISO 50001 | Not available | Not available | Not available | Not available | Not available | Not available | The type of facility mentioned in the text is "colocation." | Not available | Not available | 1.46 | Not available | Not available | The Water Usage Effectiveness (WUE) of the data center is Not availablet mentioned in the provided text. Therefore, the answer is 'Not available'. | Not available | Not available | Yes | The green building standards mentioned in the text are: - LEED green buildings certifications - U.S. Environmental Protection Agency Energy Star for Data Centers - BCA Green Mark - NABERS - Green Globes | Energy and emissions are assured to ISO 14064-3:2019 standards for the quantification and reporting of greenhouse gas (GHG) emissions. | Not available | Not available | Not available
SG2_TechSpec_072513.pdf | Equinix SG2 | 27 |  |  | X |  |  |  | 29 | 2014 | Equinix SG2 | Equinix | Yes | Yes | No | Yes | SG2 SINGAPORE IBX+ DATA CENTER | Equinix | not available | Hong Kong | Asia-Pacific | The country mentioned for the data center location is Singapore. | not available | not available | not available | not available | Yes | not available | not available | not available | not available | not available | not available | not available | not available | not available | not available | Yes | not available | Yes | Yes, 24/7 | Yes | Yes. | not available | not available | The data center has N+1 and 2N UPS redundancy. | The data center has N+1 redundancy for the cooling plant. | The data center has standby power redundancy configured as 2N. | not available | ISO / IEC 27001: 2005 | ISO / IEC 27001: 2005 | Raised floors | 95,865 ft2 | not available | 6-story | 20 kN/m² | The slab-to-ceiling height mentioned in the text is 9 m. | Colocation | The power systems in use by the data center are: - Uninterruptible Power System - Utility Feeders - Power Transformers - Standby Power – Diesel Generators | not available | not available | not available | Water-Cooled Centrifugal Chillers | not available | The leased floor space of the facility is 223,602 ft² (20,773 m²) and the colocation area is 95,865 ft² (8,906 m²). | not available | not available | Green Mark for Data Centres - GoldPLUS | ISO / IEC 27001: 2005 SS564: 2010 Green Mark for Data Centres - GoldPLUS | not available | ISO / IEC 27001: 2005 SS564: 2010 | The security systems in use are: - Physical access control lists - 24x7x365 security officers - 24x7x365 CCTV recordings - Access control - Motion detectors - Biometric scanners
762868_20230620_MIT Annual Report_2022_2023.pdf | AirTrunk Singapore - SGP1 | 28 |  | X |  |  |  |  | 10 | 2023 | AirTrunk Singapore - SGP1 | AirTrunk | No. | No. | Yes | No | NORTH AMERICAN DATA CENTRE SINGAPORE | Not available | 402 Franklin Road, Brentwood, 7337 Trade Street, San Diego and N15W24250 Riverwood Drive, Pewaukee | not available | North American | not available | Active | 2010 | not available | not available | not available | not available | not available | not available | not available | not available | not available | not available | not available | not available | not available | not available | not available | not available | not available | not available | not available | not available | not available | not available | not available | not available | not available | not available | not available | not available | not available | not available | not available | not available | not available | Colocation | not available | not available | not available | not available | not available | not available | not available | not available | Yes | BCA Green Mark | The energy standards mentioned in the text are "GRI 2021 Standards." | Public Utilities Board (“PUB”)’s Mandatory Water Efficiency Labelling Scheme and Voluntary Water Efficiency Labelling Scheme | not available | not available
AirTrunk-FY23-Sustainability-Report-FINAL-Online.pdf | AirTrunk Singapore - SGP1 | 28 | X | [5 empty] | 14 |  | AirTrunk Singapore - SGP1 | AirTrunk | Yes | Yes | Yes | No | not available | AirTrunk | not available | not available | The regions where the data centers are located are Sydney (SYD), Melbourne (MEL), Singapore (SGP), and Hong Kong (HKG). | Australia, Singapore, Hong Kong | Not available | not available | not available | not available | not available | not available | Yes | not available | Yes | not available | not available | Yes | not available | not available | Yes | not available | not available | not available | not available | not available | not available | not available | not available | not available | not available | not available | not available | ISO 14001:2015 ISO 45001 | ISO 45001, ISO 9001, and ISO 14001. | not available | not available | not available | not available | not available | not available | The type of facility mentioned in the text is a hyperscale data centre. | not available | not available | 1.32 | not available | The cooling systems mentioned are: - Indirect evaporative cooling (IEC) - Direct-to-chip liquid cooling | 0.10 | not available | not available | Yes | not available | not available | not available | not available | not available
whs-case-study-air-trunk.pdf | AirTrunk Singapore - SGP1 | 28 |  |  |  | X |  |  | 14 | 2024 | AirTrunk Singapore - SGP1 | AirTrunk | No. | Yes | Yes (Sustainability Report) | No | TOK2(WEST) JHB1 SGP1 MEL1 (WEST) HKG2 TOK1(EAST) OSK1(WEST) HKG1 SYD2 (NORTH) | AirTrunk | Not available | Tokyo, Japan | not available | Japan | Active | 2017 | Not available | Not available | Not available | Yes | Yes | Not available | Yes | Not available | Not available | Not available | Not available | Not available | Not available | Not available | Not available | Not available | Not available | Not available | Not available | Not available | Not available | Not available | Not available | Not available | Not available | ISO 14001 Environmental Management, ISO 45001 Occupational Health and Safety Management. | ISO9001 Quality Management, ISO 14001 Environmental Management, and ISO 45001 | Not available | Not available | Not available | Not available | Not available | Not available | Hyperscale | Not available | Not available | Not available | Not available | Not available | Not available | Not available | Not available | Yes | Not available | Not available | Not available | ISO 14001 Environmental Management and ISO 45001 Occupational Health and Safety Management system standards. | Not available
AirTrunk-Climate-and-Nature-Related-Risks-Report-FY23-FINAL.pdf | AirTrunk Singapore - SGP1 | 28 | X | [5 empty] | 2 | 2023 | AirTrunk Singapore - SGP1 | AirTrunk | Yes | Yes | No | Yes | not available | AirTrunk | Not available | Not available | Tokyo | Not available | Not available | not available | Not available | Not available | Not available | Not available | Not available | Not available | Not available | Not available | Not available | Not available | Not available | Not available | Not available | Not available | Not available | Not available | Not available | Not available | Not available | Not available | Not available | Not available | Not available | Not available | Not available | Not available | Not available | Not available | Not available | Not available | Not available | Not available | Not available | Not available | Not available | Not available | Not available | Not available | Not available | Not available | Not available | Not available | Not available | Not available | Not available | Not available | Not available | Not available
762868_20230620_MIT Annual Report_2022_2023.pdf | AirTrunk Singapore - SGP1 | 28 |  | X |  |  |  |  | 10 | 2023 | AirTrunk Singapore - SGP1 | AirTrunk | No. | No. | Yes (Sustainability Report) | No | not available | not available | 402 Franklin Road, Brentwood, 7337 Trade Street, San Diego and N15W24250 Riverwood Drive, Pewaukee | Not available | North American | Singapore | Active | 2023 | Not available | Not available | Not available | Not available | Not available | Not available | Not available | Not available | Not available | Not available | Not available | Not available | Not available | Not available | Not available | Not available | Not available | Not available | Not available | Not available | Not available | Not available | Not available | Not available | Not available | Not available | Not available | Not available | Not available | Not available | Not available | Not available | Not available | Colocation | Not available | Not available | Not available | Not available | Not available | Not available | Not available | Not available | Yes | BCA Green Mark | The energy standards mentioned in the text are "GRI 2021 Standards." | Public Utilities Board (“PUB”)’s Mandatory Water Efficiency Labelling Scheme and Voluntary Water Efficiency Labelling Scheme. | Not available | Not available
airtrunk-sustainability-report-2022-online.pdf | AirTrunk Singapore - SGP1 | 28 | X | [5 empty] | 16 | 2022 | AirTrunk Singapore - SGP1 | AirTrunk | Yes | Yes | Yes (Sustainability Report) | No | not available | Not available | Not available | The cities where the data centers are located are: - Sydney - Melbourne - Tokyo - Singapore - Hong Kong | The data centers are located in Sydney (SYD1, SYD2), Melbourne (MEL1), Singapore (SGP1), and Hong Kong (HKG1). | Australia | Active | not available | Not available | Not available | Yes | Yes | Not available | Not available | Yes | Not available | Not available | Yes | Not available | Not available | Yes | Not available | Not available | Not available | Yes, operations contractors at our data centres in operation, such as security and facility management teams, are included. However, specific working hours such as 24/7 are Not availablet mentioned. | Not available | Not available | Not available | Not available | Not available | Not available | Not available | Not available | ISO 45001:2018, ISO 9001:2015, ISO 27001:2013 | ISO 27001, ISO 45001, and ISO 9001 | Not available | Not available | Not available | Not available | Not available | Not available | The type of facility mentioned in the text is "hyperscale." | Not available | Not available | Not available | Not available | Not available | 0.84 | Not available | Not available | Yes | Not available | Not available | Not available | ISO 27001:2013 SOC 2 Type 2 | Not available
AirTrunk-FY23-Sustainability-Report-FINAL-Online.pdf | AirTrunk Singapore - SGP1 | 28 | X | [5 empty] | 14 |  | AirTrunk Singapore - SGP1 | AirTrunk | Yes | Yes | Yes (Sustainability Report) | No | not available | AirTrunk | Not available | Not available | The data centers mentioned are located in the following regions: - SYD (Sydney) - MEL (Melbourne) - SGP (Singapore) - HKG (Hong Kong) | Australia, Singapore, Hong Kong | not available | not available | Not available | Not available | Not available | Not available | Yes | Not available | Yes | Not available | Not available | Yes | Not available | Not available | Yes | Not available | Not available | Not available | Not available | Not available | Not available | Not available | Not available | Not available | Not available | Not available | Not available | ISO 14001:2015 ISO 45001 | ISO 45001, ISO 9001, and ISO 14001. | Not available | Not available | Not available | Not available | Not available | Not available | hyperscaler | Not available | Not available | 1.32 | Not available | The cooling systems mentioned are: - Indirect evaporative cooling (IEC) - Direct-to-chip liquid cooling | 0.10 | Not available | Not available | Yes | Not available | Not available | Not available | Not available | Not available
ibx_sg4_en_feb2021.pdf | Equinix SG4 | 29 |  |  | X |  |  |  | 36 | 2021 | Equinix SG4 | Equinix | Yes | Yes | No | Yes | SG2SG2, SG4SG4, SG5SG5, SG3SG3 | Equinix | 7, Tai Seng DriveSG4 Singapore IBX® Data Center Singapore 535218 | Singapore | Singapore | Singapore | Active | not available | Yes | Not available | Yes | Not available | Not available | Not available | Not available | Not available | Yes | Yes | Not available | Not available | Yes | Yes | Not available | Yes | Yes, 24/7 on-site security officers. | Yes | Yes | Yes | Not available | 2N | N+1 water-cooled chillers | N+2 MV genset ring | Not available | - ISO 27001 - PCI DSS - SOC 1 Type - SOC 2 Type - SS 564 | - ISO 27001 - PCI DSS - SOC 1 Type - SOC 2 Type - SS 564 | Raised | 45,424 ft2 | The colocation space mentioned in the text is 45,424 ft2 (4,220 m2). | 7-story | 10-12.5 kN/m2 | Not available | Colocation | UPS Configuration 2N Standby Power Configuration N+2 MV genset ring | Not available | Not available | Not available | N+1 water-cooled chillers | Not available | 45,424 ft2 (4,220 m2) | Not available | Yes | BCA Green Mark GoldPlus Award | Not available | Not available | - ISO 27001 - PCI DSS - SOC 1 Type - SOC 2 Type - SS 564 | The security systems in use are: - 24/7 on-site security officers - Biometric readers (in common areas) - Additional biometric readers (optional) - PIN & card readers - CCTV surveillance with 30-day retention - Motion detection - Man trap entry - Perimeter fence
a37a386c-f9a6-4b9e-89d9-396ab4aadc19.pdf | Equinix SG4 | 29 |  |  | X |  |  |  | 34 | 2020 | Equinix SG4 | Equinix | Yes | Yes | No | Yes | Singapore SG4 data center | Equinix | 7, Tai Seng Drive SG4 Singapore IBX Data Center Singapore 535218 | Singapore | Singapore | Singapore | not available | not available | Yes. | not available | Yes | not available | not available | not available | not available | not available | Yes | Yes | not available | not available | Yes | Yes | not available | Yes | Yes, 24x7 onsite security officers. | Yes | Yes | not available | not available | 2N | N+1 | N+2 MV genset ring | not available | - ISO 27001 - SS 564 | - ISO 27001 - PCI DSS - SOC 1 Type - SOC 2 Type - SS 564 | Raised | 45,424 ft2 (4,220 m2) | 43,500+ square meters | 7-story | 12.5 kN/m2 | The building floor to ceiling height is not availablet mentioned in the provided text. Therefore, the answer is "not available" | Colocation | N+2 MV genset ring | not available | not available | not available | N+1 water-cooled chillers | not available | 45,424 ft2 (4,220 m2) | not available | Yes | not available | not available | not available | - ISO 27001 - PCI DSS - SOC 1 Type - SOC 2 Type - SS 564 | The security systems mentioned in the text are: - 24x7 onsite security officers - Biometric readers (in common areas) - Biometric readers (optional) - PIN & card readers - Man trap entry - Perimeter fence
SG4_IBX_Site_Spec_01.03.2019.pdf | Equinix SG4 | 29 |  |  | X |  |  |  | 29 | 2019 | Equinix SG4 | Equinix | Yes | Yes | No | No | Singapore SG4 data center | Equinix | 7, Tai Seng DriveSG4 Singapore IBX Data Center Singapore 535218 | Singapore | Southeast Asia | Singapore | Active | not available | Yes | not available | not available | not available | not available | not available | not available | not available | not available | not available | not available | not available | not available | Yes | not available | Yes | Yes, 24x7 onsite security officers. | Yes | Yes | not available | not available | 2N | N+1 | 2N | not available | ISO 27001 (targeted) | - ISO 27001 (targeted) | Raised | 45,424 ft2 | not available | 7-story | The maximum floor load capacity mentioned is 12.5 kN/m2. | not available | Colocation | The power systems mentioned are: - AC Power Circuits - UPS Configuration 2N - N+2 MV genset ring | not available | not available | not available | N+1 water-cooled chillers | not available | 45,424 ft2 (4,220 m2) | not available | Yes | not available | not available | not available | - ISO 27001 (targeted) - PCI DSS (targeted) - SOC 1 Type (targeted) - SOC 2 Type (targeted) - SS 564 (targeted) | The security systems in use are: - 24x7 onsite security officers - Biometric Readers (in common areas) - Biometric Readers (optional) - PIN & Card Readers - Man trap entry - Perimeter fence
datasheet-telin3-v3_0.pdf | Telin Singapore 2 | 30 |  |  | X |  |  | X | 11 | 2020 | Telin Singapore 2 | NeutraDC | No | No. | No | No | not available | not available | not available | not available | not available | not available | not available | not available | not available | not available | not available. | not available. | not available. | not available. | not available. | not available. | not available. | not available | not available. | not available. | not available. | not available. | not available | not available | not available | not available | not available | not available | not available | not available | not available | not available | not available | not available | not available | not available | not available | not available | not available | not available | not available | not available | not available | not available | not available | not available | not available | not available | not available | not available | not available | not available | not available | not available | not available | not available
brochure_data-center-locations_singapore.pdf | Telin Singapore 2 | 30 |  |  | X |  |  |  | 23 | 2019 | Telin Singapore 2 | NeutraDC | No. | No. | No | No | The names of the data centers mentioned in the text are: - Serangoon Data Center - Tai Seng 2 Data Center | NTT | not available | Singapore | Serangoon | Singapore | Not available | 2012 | not available | not available | Yes | not available | not available | not available | not available | not available | not available | Yes | Yes | not available | not available | not available | not available | Yes | not available | Yes | Yes | not available | not available | N+1 | N+1 | N+1 | not available | - ISO 27001 - Green Mark Platinum | - ISO 27001 | not available | not available | not available | not available | not available | not available | not available | The power systems in use by the data center are: - UPS in 2N configuration - Diesel generator in N+1 configuration | not available | not available | not available | Chilled water-cooling system | not available | not available | not available | Yes | The data center has obtained the Green Mark Platinum Award from BCA. | not available | not available | - ISO 27001 - ISO 9001 - ISO 14000 - ISO 14001 - SOC Type II - SS564 - TVRA compliant - Green Mark Platinum | The security systems mentioned in the text are: - Preregistration - Photo identification - Integrated circuit (IC) card authentication - Biometric authentication - Anti-tailgating system
kdcr-ar2022.pdf | Keppel DC Singapore 2 (SGP2) | 31 |  | X |  |  |  |  | 19 | 2023 | Keppel DC Singapore 2 (SGP2) | Keppel Data Centres | Yes | Yes | Yes | No | - Cardiff Data Centre - GV7 Data Centre - London Data Centre - Keppel DC Dublin 1 - Keppel DC Dublin 2 - Almere Data Centre - Amsterdam Data Centre - Eindhoven Campus - Milan Data Centre - Kelsterbach Data Centre - maincubes Data Centre | Not available | not available | The cities where the data centers are located are: - Cardiff - London - Dublin - Almere - Amsterdam - Eindhoven - Milan - Kelsterbach | United Kingdom | Ireland | Not available | not available | Yes | not available | Yes | not available | not available | not available | not available | Yes | not available | Yes | not available | not available | Yes | Yes | not available | not available | not available | not available | not available | not available | not available | not available | not available | not available | ISO 14001, ISO 50001 | ISO 14001:2015 Environmental Management System ISO 50001 certifications | not available | not available | not available | not available | not available | not available | not available | Colocation | not available | not available | not available | LED lights, motion sensors | not available | not available | not available | not available | Yes | The green building standards mentioned in the text are: - SS 564 Part-1:2020 Energy & Environment Management System - Water Efficient Building by PUB | not available | The water efficiency standards mentioned are: - SS 564 Part-1:2020 Energy & Environment Management System - ISO 46001:2019 Water Efficiency Management Systems (WEMS) | 1. ISO/IEC 27001:2013 Information Security Management System 2. ISO 27001:2013 Information Security Management System 3. ANSI/TIA-942-B:2017 - Rated 3 | ISO/IEC 27001:2013 Information Security Management System ANSI/TIA-942-B:2017 - Rated 3 SS 507:2015 Provision of Business Continuity and Disaster Recovery
keppel-ltd-ar2023-connectivity.pdf | Keppel DC Singapore 2 (SGP2) | 31 |  | X |  | X |  |  | 14 | 2024 | Keppel DC Singapore 2 (SGP2) | Keppel Data Centres | No | Yes | No | No | The names of the data centers mentioned in the text are: - Keppel DC Singapore 7 - Keppel DC Singapore 8 | Keppel | not available | Singapore | Genting Lane | Singapore | Active | 2023 | not available | not available | The provided text does not availablet mention whether the data center has ISO 27001 certification. Therefore, not available. | not available | not available | not available | not available | not available | not available | not available | not available | not available | not available | not available | not available | not available | not available | not available | not available | not available | not available | not available | not available | not available | not available | not available | not available | not available | not available | not available | not available | not available | not available | not available | Hydrogen and solar energy. | The renewable energy power generation capacity mentioned for DataPark+ is 1 GW. | not available | Hydrogen and solar energy. | seawater cooling system | not available | not available | not available | Yes | not available | not available | not available | not available | Real-time security surveillance and management solutions at sea.
keppel-ltd-ar2023-connectivity.pdf | Keppel DC Singapore 2 (SGP2) | 31 |  | X |  | X |  |  | 13 | 2024 | Keppel DC Singapore 2 (SGP2) | Keppel Data Centres | No | Yes | Yes (Annual Report) | No | The names of the data centers mentioned in the text are: - Keppel DC Singapore 7 - Keppel DC Singapore 8 | Keppel DC Singapore 7 | Not available | Singapore | Genting Lane | Singapore | Active | 2023 | Not available | Not available | Not available | Not available | Not available | Not available | Not available | Not available | Not available | Not available | Not available | Not available | Not available | Not available | Not available | Not available | Not available | Not available | Not available | Not available | Not available | Not available | Not available | Not available | Not available | Not available | Not available | Not available | Not available | Not available | Not available | Not available | Not available | Not available | Hydrogen and solar energy | The renewable energy power generation capacity mentioned for DataPark+ is 1 GW. | Not available | Hydrogen and solar energy. | seawater cooling system | Not available | Not available | Not available | Yes | Not available | Not available | Not available | Not available | Real-time security surveillance and management solutions at sea.
923b9ded-922d-43a7-bdea-59167b0c73b1.pdf | Keppel DC Singapore 2 (SGP2) | 31 |  |  | X |  |  |  | 29 | 2020 | Keppel DC Singapore 2 (SGP2) | Keppel Data Centres | Yes | Yes | No | Yes | SGP 3 | Keppel Data Centres | Not available | Tampines | Tampines | Singapore | Not available | not available | Not available | Not available | Yes | Yes | Yes | Not available | Yes | Yes | Not available | Not available | Not available | Not available | Not available | Yes | Yes | Yes | Yes, 24/7. | Not available | Yes | Yes | Not available | Not available | Not available | Not available | ISO 50001 | ISO 9001, 14001, 27001, 45001, 46001, 50001 | - ISO 9001 - ISO 14001 - ISO 27001 - ISO 45001 - ISO 46001 - ISO 50001 | Not available | Not available | Not available | 5-storey building with a 4-storey annex block | Up to 10 kN/sqm | The slab to slab height mentioned in the text is up to 4.5 m. | Not available | Incoming feed | Not available | Not available | Not available | Not available | Not available | 106,726 sqft | Not available | Yes | A Singapore BCA-IMDA Green Mark Award (Goldplus) facility | Not available | SS 564 | ISO 27001 | The security systems in use are: - 24/7 onsite security force with mandatory personnel and vehicle checks - 24/7 CCTV monitoring - Anti-climb perimeter fencing and vehicle trap system - Access control with 2-factor authentication and man trap entry - Integrated visitor management system
kdcr-sr20.pdf | Keppel DC Singapore 2 (SGP2) | 31 | X | [5 empty] | 20 |  | Keppel DC Singapore 2 (SGP2) | Keppel Data Centres | Yes | Yes | Yes (Sustainability Report) | No | 1. Keppel DC Singapore 1 (KDC SGP 1) 2. Keppel DC Singapore 2 (KDC SGP 2) 3. Keppel DC Singapore 3 (KDC SGP 3) 4. Keppel DC Singapore 4 (KDC SGP 4) 5. Keppel DC Singapore 5 (KDC SGP 5) 6. Basis Bay Data Centre (Basis Bay DC) 7. Gore Hill Data Centre (Gore Hill DC) 8. Keppel DC Dublin 1 (KDC DUB 1) 9. Keppel DC Dublin 2 (KDC DUB 2) 10. maincubes Data Centre 11. Kelsterbach Data Centre 12. Milan Data Centre 13. Almere Data Centre 14. Amsterdam Data Centre | Keppel DC REIT | Not available | Singapore, Malaysia, Australia, Ireland | United Kingdom, Germany, Italy, Netherlands, Singapore, Malaysia, Australia, Ireland. | United Kingdom, Germany, Italy, Netherlands, Singapore, Malaysia, Australia, Ireland. | Not available | Not available | Not available | Not available | Yes | Not available | Yes | Not available | Yes | Yes | Not available | Not available | Not available | Not available | Not available | Yes | Not available | Yes | Yes, the data center has robust round-the-clock physical security systems, which implies onsite security staff are present 24/7. | Not available | Not available | Not available | Not available | Not available | Not available | The provided context does Not availablet specify the type of standby power redundancy in the data center, such as n+1 or any other configuration. Therefore, the answer is 'Not available'. | Not available | ISO 14001:2015 ISO 9001:2015 ISO 50001:2011 | 1. ISO 14001:2015 Environmental Management Systems 2. ISO 45001:2018 Occupational Health and Safety Management Systems 3. ISO 50001:2011 Energy Management System 4. ISO 9001:2015 Quality Management System 5. ISO/IEC 27001:2013 Information Security Management System | Not available | Not available | Not available | Not available | Not available | Not available | Colocation | Not available | Not available | Not available | Not available | Not available | Not available | Not available | Not available | Yes | Not available | The energy standards mentioned in the text are: - SS 564 Part-1:2013 Energy & Environment Management System - ISO 50001:2011 Energy Management System | Not available | ISO/IEC 27001:2013 Information Security Management System | The security systems mentioned in the text are: - Robust round-the-clock physical security systems - State-of-the-art fire protection systems
b251e2c4-e56a-4830-a695-3f7460496843.pdf | Keppel DC Singapore 1 (SGP1) | 32 |  |  | X |  |  |  | 25 | 2020 | Keppel DC Singapore 1 (SGP1) | Keppel Data Centres | Yes | Yes | No | Yes | not available | Keppel Data Centres | Not available | Serangoon North | Serangoon North | Singapore | Not available | not available | Not available | Not available | Yes | Yes | Yes | Not available | Yes | Yes | Not available | Not available | Not available | Not available | Not available | Yes | Yes | Yes | Yes, 24/7. | Not available | Yes | Yes | Not available | Not available | The information provided does Not availablet specify the type of redundancy for the cooling system in terms of an "n+1" format or similar. Therefore, the answer is "Not available" | Not available | Not available | ISO 9001, 14001, 27001, 45001, 46001, 50001 | - ISO 9001 - ISO 14001 - ISO 27001 - ISO 45001 - ISO 46001 - ISO 50001 | Not available | Not available | Not available | 6-storey building | 15 kN/sqm | Up to 5.7 m | Not available | Not available | Not available | Not available | Not available | Not available | Not available | The gross floor area of the building is 225,945 sqft. | Not available | Yes | Not available | Not available | Not available | - ISO 27001 - TIA 942 Rated 3 - SS 564, 507 | The security systems in use are: - 24/7 onsite security force with mandatory personnel & vehicle checks - 24/7 CCTV monitoring - Anti-climb perimeter fencing and vehicle trap system - Access control with 2-factor authentication and man trap entry
kdc-sgp1-info-july-2023-final.pdf | Keppel DC Singapore 1 (SGP1) | 32 |  |  | X |  |  |  | 31 | 2020 | Keppel DC Singapore 1 (SGP1) | Keppel Data Centres | Yes | Yes | No | No | not available | Keppel Data Centres | not available | Singapore | Serangoon North | Singapore | Active | not available | Yes | not available | Yes | Yes | Yes | not available | Yes | Yes | not available | not available | not available | not available | not available | Yes | Yes | Yes | Yes, 24/7. | not available | Yes | Yes | not available | not available | The information provided does not availablet specify the redundancy level for power and cooling systems in terms of "n+1" or any similar format. Therefore, the answer is "not available" | not available | not available | ISO 9001, 14001, 27701, 27001, 37001, 45001, 46001, 50001 | The ISO Standards/certificates mentioned for the data center are: - ISO 9001 - ISO 14001 - ISO 27701 - ISO 27001 - ISO 37001 - ISO 45001 - ISO 46001 - ISO 50001 | not available | not available | not available | not available | 15 kN/sqm | Up to 5.7 m | not available | Incoming feed | not available | not available | not available | Dual piping | not available | 225,945 sqft | not available | Yes | The green building standard mentioned in the text is "Water efficient building by PUB." | The energy standards mentioned in the text are ISO 50001. | Water efficient building by PUB | - ISO 27001 - TIA 942 Rated 3 | The security systems in use are: - 24/7 onsite security force with mandatory personnel & vehicle checks - 24/7 CCTV monitoring - Anti-climb perimeter fencing and vehicle trap system - Access control with 2-factor authentication and man trap entry - GVMS (Global Visitor Management System)
494358_1. Report to Shareholders 2017.pdf | Keppel DC Singapore 1 (SGP1) | 32 | X | X |  |  |  |  | 20 | 2018 | Keppel DC Singapore 1 (SGP1) | Keppel Data Centres | Yes | Yes | Yes (Sustainability Report) | No. | 1. Basis Bay Data Centre 2. Gore Hill Data Centre 3. Intellicentre 2 Data Centre 4. iseek Data Centre | The data center operator mentioned in the text is Keppel DC. | The full address of the data center mentioned in the text is: Ty Cynnal, Dunleavy Drive, Celtic Gateway, Cardiff CF110SW, United Kingdom | The city where the data center is located is Almere. | Asia Pacific | The data centers mentioned are located in the following countries: - Malaysia - United Kingdom | Not available | not available | Not available | Not available | Yes | Yes | Not available | Not available | Not available | Not available | Not available | Not available | Not available | Not available | Not available | Not available | Not available | Not available | Not available | Not available | Not available | Not available | Not available | Not available | Not available | Not available | Not available | ISO/IEC 27001:2013 | ISO/IEC 27001:2013 – Information Security Management System (ISMS) SS 564 – Green Data Centres – Energy and Environmental Management System | Not available | 93,318 sq ft | Not available | Not available | Not available | Not available | Colocation | Dynamic Rotary Uninterruptible Power Systems (DRUPS) | Not available | Not available | Not available | Efficient cooling systems | Not available | The Gross Floor Area (sq ft) for the facilities/buildings are as follows: - 225,945 - 106,726 - 133,878 - Not available - 34,848 - Not available - 125,044 - 76,747 - Not available - Not available If you need more specific details or additional information, please let me kNot availablew! | Not available | Yes | BCA Green Mark certificate SS 564 – Green Data Centres – Energy and Environmental Management System | Not available | SS 577:2012 Water Efficiency Management System (WEMS) | ISO/IEC 27001:2013 – Information Security Management System (ISMS) | ISO/IEC 27001:2013 – Information Security Management System (ISMS)
colt-singapore-dc-datasheet.pdf | Rackspace Singapore | 33 |  |  | X |  |  | X | 25 | 2020 | Rackspace Singapore | Rackspace Hosting | No | No | No | No | 1. Colt Brussels Data Centre 2. Colt Copenhagen Data Centre 3. Colt Paris North Data Centre 4. Colt Paris South West Data Centre 5. Colt Berlin Data Centre 6. Colt Frankfurt City Data Centre 7. Colt Frankfurt West Data Centre 8. Colt Hamburg Data Centre 9. Colt Hong Kong Data Centre 10. Colt Mumbai Data Centre 11. Colt Milan Data Centre 12. Colt Osaka Data Centre | Colt Data Centre Services | not available | Madrid | The regions mentioned where the data centers are located include: - Europe - Asia Pacific | The countries where the data centers are located are: - Belgium - Denmark - France - Germany - Hong Kong - India - Italy - Japan - Netherlands - Singapore - Spain - Switzerland - United Kingdom | Active | not available | not available | not available | Yes | not available | not available | not available | not available | not available | not available | not available | not available | not available | not available | Yes | not available | not available | Yes, on-site security staff 24/7. | Yes. | Yes | Yes | not available | 2N configuration | N+2 | 2N configuration N+1 configuration | not available | ISO 27001 | ISO 27001 | Raised floor | 4,810sqm | not available | 7 floors | not available | not available | not available | The power systems mentioned are: - Two 22kV closed loop receiving system - 2N configuration - N+1 configuration | not available | not available | not available | N+2 Computer Room Air Conditioning (CRAC) units | not available | 4,810sqm | not available | not available | not available | not available | not available | ISO 27001 | The security systems mentioned in the text are: - Biometric authentication system - Mantrap - Multi-layer physical security with biometric authentication system and card key - On-site security staff 24/7
NYSE_RAX_2021.pdf | Rackspace Singapore | 33 | X | [5 empty] | 19 | 2021 | Rackspace Singapore | Rackspace Hosting | No | Yes | Yes (ESG Report) | No | not available | not available | Not available | Not available | Not available | Not available | Active | not available | Not available | Not available | Yes | Not available | Yes | Not available | Not available | Not available | Not available | Not available | Not available | Not available | Not available | Yes | Not available | Yes | Yes, 24/7 | Yes | Yes | Not available | Not available | N+1 | N+1 | N+1 | Not available | ISO 14001 | ISO 27001 | Not available | Not available | Not available | Not available | Not available | Not available | Not available | The power systems mentioned in the text are: - Dual power paths - Uninterruptable power supplies (N+1 or greater) - Diesel generators | Not available | Not available | Not available | Open air free cooling | Not available | Not available | Not available | Yes | Not available | ISO 14001 | Not available | ISO 9001, ISO/IEC 27001 | The security systems mentioned in the text are: - Advanced Monitoring & Resolution for Security - Application Security: Protection against web application breaches using enterprise-class WAF, DDoS
NYSE_RAX_2015.pdf | Rackspace Singapore | 33 |  | X |  |  |  |  | 6 | 2016 | Rackspace Singapore | Rackspace Hosting | No | Yes | Yes (Annual Report) | No | not available | Not available | Not available | not available | The data centers are located in Texas, Virginia, Illinois, the U.K., Hong Kong, and Australia. | The data centers are located in the U.S., the U.K., Hong Kong, and Australia. | Active | not available | Not available | Not available | Not available | Not available | Not available | Not available | Not available | Not available | Not available | Not available | Not available | Not available | Not available | Not available | Not available | Not available | Not available | Not available | Not available | Not available | Not available | Not available | Not available | Not available | Not available | Not available | Not available | Not available | Not available | Not available | 5th | Not available | Not available | Colocation | The power systems mentioned in the text are "generators" and "uninterruptible power supply ('UPS')." | Not available | Not available | Not available | Not available | Not available | Not available | Not available | Not available | Not available | Not available | Not available | Not available | Not available
zone1.pdf | TELEHOUSE Singapore | 34 |  |  |  | X |  |  | 6 | 2024 | TELEHOUSE Singapore | KDDI Corporation | No | Yes | No | No | KDDI/TELEHOUSE Data Center | TELEHOUSE | not available | not available | U S E a s t C o a s t | United Kingdom France Germany Japan Thailand Hong Kong Shanghai Beijing Singapore Turkey Vietnam Canada | not available | not available | not available | not available | not available | not available | not available. | not available | not available | not available | not available | not available | not available | not available | not available | not available | not available | not available | not available | not available | not available | not available | not available | not available | not available | not available | not available | not available | not available | not available | not available | not available | not available | not available | not available | The types of data centers mentioned in the text are "connectivity data centers" and "hyperscale data centers." | not available | not available | not available | not available | not available | not available | not available | not available | not available | not available | not available | not available | not available | not available
telehouse-global-brochure-2204.pdf | TELEHOUSE Singapore | 34 |  |  |  | X |  |  | 7 | 2022 | TELEHOUSE Singapore | KDDI Corporation | Yes | Yes | No | No | - London North - London North Two - London East - London West - London South - Sendai - Oyama - Tokyo - Nagoya - Osaka - Fukuoka - Hong Kong CCC - Hanoi - Istanbul - Frankfurt | KDDI Corporation | not available | London, Sendai, Oyama, Tokyo, Nagoya, Osaka, Fukuoka, Hong Kong, Hanoi, Istanbul, Frankfurt | EMEA | The countries where the data centers are located are: - United Kingdom - Japan - Hong Kong - Vietnam - Turkey - Germany | not available | 1989 | not available | not available | not available | not available | not available | not available | not available | not available | not available | not available | not available | not available | not available | not available | not available | not available | not available | not available | not available | not available | not available | not available | not available | not available | not available | not available | not available | not available | not available | not available | not available | not available | not available | Colocation | not available | not available | not available | not available | not available | not available | not available | not available | not available | not available | not available | not available | not available | not available
TELEHOUSE_Singapore.pdf | TELEHOUSE Singapore | 34 |  |  | X |  |  |  | 20 | 2011 | TELEHOUSE Singapore | KDDI Corporation | Yes | Yes | No | Yes | Telehouse data center | Telehouse | Not available | Singapore | The specific region where the data center is located is not mentioned in the provided text. Therefore, the answer is "Not available" | Singapore | Active | not available | Yes | Not available | Not available | Not available | Not available | Not available | Not available | Not available | Not available | Not available | Not available | Not available | Not available | Yes | Not available | Yes | Yes, 24/7. | Yes | Not available | Not available | Not available | 2N | N+2 | N+1 | Not available | Not available | Not available | Raised floor | Not available | Not available | Not available | 824kg/m² | Not available | Colocation | The power systems mentioned are: - 2N UPS system - N+1 oil driven private generators | Not available | Not available | Not available | The cooling system in use by the data center is described as "latest high volume air-conditioning system." | Not available | Not available | Not available | Not available | Not available | Not available | Not available | Not available | The security systems in use at Telehouse Singapore are: - 24-hour on-site personnel monitoring security of premises - 24/7 CCTV surveillance cameras - Biometric sensor verifies identity by using vein patterns, located at entrance to colocation space - Single-point entry
kddi_sir2023_e_p.pdf | TELEHOUSE Singapore | 34 | X | X |  |  |  |  | 10 | 2023 | TELEHOUSE Singapore | KDDI Corporation | No | No | Yes (Sustainability Report) | No | not available | TELEHOUSE | Not available | Toronto, Canada | Toronto, Canada | The countries mentioned where the data centers are located include: 1. Canada 2. United States (U.S.A.) 3. United Kingdom (London) 4. France 5. Thailand | Active | 2023 | Not available | Not available | Not available | Not available | Not available | Not available | Not available | Not available | Not available | Not available | Not available | Not available | Not available | Not available | Not available | Not available | Not available | Not available | Not available | Not available | Not available | Not available | Not available | Not available | Not available | Not available | Not available | Not available | Not available | Not available | Not available | Not available | The floor to ceiling height of the building is Not availablet mentioned in the text provided. Therefore, the answer is 'Not available'. | Not available | Not available | Not available | Not available | Not available | immersion cooling | Not available | Not available | Not available | Yes | Not available | Not available | Not available | Not available | Security systems mentioned in the text include: - Security gate - Automatic lock
kddi_sir2022_e.pdf | TELEHOUSE Singapore | 34 | X | X |  |  |  |  | 9 | 2023 | TELEHOUSE Singapore | KDDI Corporation | No | Yes | Yes (Sustainability Report) | No | TELEHOUSE | not available | Not available | Tokyo | London, U.K. | The data centers mentioned are located in the United States and the United Kingdom. | Not available | not available | Not available | Not available | Not available | Not available | Not available | Not available | Not available | Not available | Not available | Not available | Not available | Not available | Not available | Not available | Not available | Not available | Not available | Not available | Not available | Not available | Not available | Not available | Not available | Not available | Not available | Not available | Not available | Not available | Not available | Not available | Not available | Not available | Not available | Not available | Not available | Not available | 1.1 | The text mentions "next-generation solar cells" as a low-carbon technology inNot availablevation. | liquid immersion cooling system | Not available | Not available | Not available | Yes | Not available | Not available | Not available | ISMS | Not available
report2021_en.pdf | TELEHOUSE Singapore | 34 | X | [5 empty] | 11 | 2022 | TELEHOUSE Singapore | KDDI Corporation | No | Yes | Yes (Sustainability Report) | No | "TELEHOUSE TOKYO Tama5" | Not available | Not available | TELEHOUSE TOKYO Tama5 is located in Tokyo. | Tokyo | Not available | Not available | 2020 | Not available | Yes | Yes | Not available | Yes | Not available | Not available | Not available | Not available | Not available | Not available | Not available | Not available | Not available | Not available | Not available | Not available | Not available | Not available | Not available | Not available | Not available | Not available | Not available | Not available | Not available | Not available | Not available | Not available | Not available | Not available | Not available | Not available | Not available | Not available | Not available | Not available | Not available | Immersion cooling equipment | Not available | Not available | Not available | Yes | Not available | The energy standards mentioned in the text are: - ISO 26000 - JIS Z 26000 - GRI 302: Energy 2016 | Not available | ISMS (Information Security Management System) | Not available
report2020_en-interactive.pdf | TELEHOUSE Singapore | 34 | X | [5 empty] | 12 | 2021 | TELEHOUSE Singapore | KDDI Corporation | No. | Yes | Yes (Sustainability Report) | No | TELEHOUSE | Not available | Not available | Not available | Not available | not available | Active | Not available | Not available | Yes | Yes | Not available | Yes | Not available | Not available | Not available | Not available | Not available | Not available | Not available | Not available | Not available | Not available | Not available | 24 / 7 monitoring of external attacks by specialists | Not available | Not available | Not available | Not available | Not available | Not available | n+1 | Not available | Not available | Not available | Not available | Not available | Not available | Not available | Not available | Not available | Not available | wind and solar power | Not available | Not available | The low-carbon technology innovations mentioned in the text are: - Outdoor lights that use wind and solar power - A next-generation vehicle operation management service that combines telecommunications with cloud techNot availablelogies - Monitors water level in each restroom utilizing IoTs | Not available | Not available | Not available | Not available | Yes | Not available | ISO 26000, JIS Z 26000 | Not available | ISO 26000, JIS Z 26000 | Not available
TELEHOUSE_Singapore.pdf | TELEHOUSE Singapore | 34 |  |  | X |  |  |  | 20 | 2011 | TELEHOUSE Singapore | KDDI Corporation | Yes | Yes | No | Yes | Telehouse data center | KDDI Singapore | not available | Singapore | The data center is located in Singapore. | Singapore | Active | not available | Yes | not available | not available | not available | not available | not available | not available | not available | not available | not available | not available | not available | not available | Yes | not available | Yes | Yes, 24/7. | Yes | not available | not available | not available | 2N | N+2 redundancy climate control configuration | N+1 | not available | not available | not available | Raised Floor | not available | not available | not available | 824kg/m² | not available | Colocation | The power systems mentioned are: - 2N UPS system - N+1 oil driven private generators | not available | not available | not available | The cooling system in use by the data center is described as the "latest high volume air-conditioning system." | not available | not available | not available | not available | not available | not available | not available | not available | The security systems in use at Telehouse Singapore are: - 24-hour on-site personnel monitoring security of premises - 24/7 CCTV surveillance cameras installed around data center - Biometric sensor verifies identity by using vein patterns, located at entrance to colocation space - Single-point entry
STT GDC Inaugural ESG Report_2020.pdf | STT Defu 3 | 35 | X | [5 empty] | 21 | 2021 | STT Defu 3 | ST Telemedia Global Data Centres | No. | Yes | Yes (ESG Report) | No | ST Telemedia Global Data Centres | ST Telemedia Global Data Centres | Not available | Delhi | Korea | India, Singapore, Thailand | Not available | Not available | Yes | Not available | Not available | Not available | Yes | Not available | Yes | Yes | Not available | Not available | Not available | Not available | Not available | Not available | Not available | Yes | Yes, 24/7 | Not available | Not available | Not available | Not available | Not available | Not available | Not available | Not available | ISO 14001 – Environmental Management System ISO 50001 – Energy Management | ISO 45001 | Not available | 11,000 sqft | Not available | Not available | Not available | Not available | Colocation | Not available | Not available | Not available | The low-carbon technology innovations mentioned are: - energy efficient cooling - renewable energy - sustainable energy storage - reverse osmosis - air-cooled chillers - rainwater consumption | The cooling systems mentioned are: - Reverse osmosis (RO) plant - Air-cooled chillers | Not available | 11,000 sqft | Not available | Yes | Not available | Not available | Not available | International data centre and cybersecurity certifications | The security systems mentioned in the text are: - Intrusion detection - Physical access controls - 24x7 CCTV monitoring
20240320_172452_A17U_FBR4QTNDKTX21ORP.1.pdf | Telepark | 36 |  |  |  | X |  |  | 10 | 2024 | Telepark | CapitaLand Data Centre | Yes | Yes | Yes | No | not available | Not available | not available | Manchester, London, Paris | Manchester, London, Paris | United Kingdom, France | not available | 2023 | not available | not available | not available | not available | not available | not available | not available | not available | not available | not available. | not available | not available | not available | not available. | not available | not available | not available | not available | not available | not available | not available | not available | not available | not available | not available | not available | not available | not available | not available | not available | not available | not available | not available | not available | not available | not available | not available | not available | not available | not available | 89,043 sqm | not available | not available | Green Mark GoldPLUS certification or equivalent | The energy standards mentioned in the text are: - Singapore – Green Mark GoldPLUS certification or equivalent - Overseas – certification by a green rating system administered by a national government ministry/agency or a World Green Building Council (WGBC) recognised Green Building Council. | not available | bizSAFE | not available
Telepark Factsheet.pdf | Telepark | 36 |  |  | X |  |  |  | 14 | 2024 | Telepark | CapitaLand Data Centre | Yes | No | No | Yes | not available | not available | not available | Tampines | Tampines Regional Centre | Singapore | Active | not available | not available | not available | not available | not available | not available | not available | not available | not available | not available | not available | not available | not available | not available | not available | not available | Yes | 24-hour security surveillance | not available | not available | not available | not available | not available | not available | not available | not available | not available | not available | Raised Floor | not available | not available | The text mentions the following storeys: Basement, 1st Storey, 2nd to 7th Storey, and 8th Storey. | 20 kN/sqm | The floor-to-ceiling height mentioned in the text is as follows: - 1st Storey: 3.0 m - 8th Storey: 5.2 m not available other specific floor-to-ceiling heights are mentioned for other storeys. | not available | 2 x 22KV | not available | not available | not available | Centralized chilled water system | not available | Basement: 4,000 sqm 1st Storey: 6,040.06 sqm 2nd Storey: 7,308.50 sqm 3rd Storey: 7,286.96 sqm 6th Storey: 2,526.95 sqm 7th Storey: 3,138.90 sqm 8th Storey: 1,536.27 sqm | not available | not available | not available | not available | not available | not available | 24-hour security surveillance
CapitaLand_DC_Brochure.pdf | Telepark | 36 |  |  |  | X |  |  | 11 | 2023 | Telepark | CapitaLand Data Centre | No. | Yes | Yes | No | not available | CapitaLand | not available | Shanghai, Beijing, Seoul, Singapore, London, Manchester, Paris, Geneva, Amsterdam, Mumbai, Hyderabad, Bangalore, Chennai. | not available | The countries where the data centers are located are: - China - South Korea - Singapore - Europe (includes multiple countries like the UK, France, Switzerland, and the Netherlands) - India | not available | not available | not available | not available | Yes | Yes | not available | not available | not available | not available | not available | not available | not available | not available | not available | not available | not available | Yes | not available | not available | Yes | not available | not available | not available | not available | not available | not available | not available | not available | not available | not available | not available | not available | not available | not available | The type of facility mentioned in the text is "colocation." | not available | not available | not available | 1. High efficiency electrical systems 2. Ultra-efficient chiller systems 3. "Free-cooling" econot availablemizer technot availablelogy 4. On-site renewable energy generation 5. Smart monitoring and analysis of energy use 6. Rainwater harvesting 7. Grey-water recycling 8. Integrated rainwater harvesting & energy recovery systems | The cooling system mentioned is "free-cooling" econot availablemizer technot availablelogy. | not available | not available | not available | Yes | not available | not available | not available | not available | not available
CLDC Factsheet.pdf | Telepark | 36 |  |  | X |  |  |  | 24 | 2023 | Telepark | CapitaLand Data Centre | No | Yes | No | Yes | 1. CapitaLand Data Centre Chennai 1 2. CapitaLand DC ITPB, Bangalore 3. CapitaLand DC ITPH, Hyderabad | CapitaLand | Not available | Chennai and Bangalore. | The data centers are located in Chennai and Bangalore, India. | India | Not available | Not available | Not available | Not available | Not available | Not available | Not available | Not available | Not available | Not available | Not available | Not available | Not available | Not available | Not available | Yes | Not available | Yes | Yes, 24/7 onsite security personnel. | Not available | Not available | Not available | Not available | N+1 | N+4 | N+1 | Not available | Not available | Not available | Raised Floor | Not available | Not available | 12 data halls | The DC Hall floor loading mentioned in the text is 2,000 kg / sq mt. | The slab-to-slab heights mentioned in the text are as follows: - 7.3 metres - 7.3 metres - 7.2 metres - 7.3 metres | Not available | N+1 power backup with dual sync panel | Not available | Not available | The low-carbon techNot availablelogy inNot availablevations mentioned are: - high efficiency chillers - water ecoNot availablemization - solar panels | The cooling systems mentioned are: - Air-cooled chillers - CRAC units | The Water Usage Effectiveness (WUE) of the data center is Not availablet mentioned in the provided context. Therefore, the answer is "Not available" | Not available | Not available | Yes | The green building standards mentioned are: - high efficiency chillers - water ecoNot availablemization - intelligent energy and infrastructure management - solar panels | LEED Gold certification | Water ecoNot availablemization | Not available | The security systems mentioned are: - Min. 7-layers security system
CapitaLand-Ascendas-REIT-AR2023.pdf | Telepark | 36 |  | X |  |  |  |  | 7 | 2024 | Telepark | CapitaLand Data Centre | Yes | Yes | Yes | No | not available | not available | not available | The cities where the data centers are located are: - Amsterdam, The Netherlands - Geneva, Switzerland - London, United Kingdom - Manchester, United Kingdom - Paris, France | Geneva, Switzerland | The data centers mentioned are located in the following countries: - The Netherlands - Switzerland - United Kingdom - France | not available | 2004 | not available | not available | not available | not available | not available | not available | not available | not available | not available | not available | not available | not available | not available | not available | not available | not available | not available | not available | not available | not available | not available | not available | not available | not available | not available | not available | not available | not available | not available | not available | not available | not available | not available | not available | not available | The renewable energy power generation capacity available on-site from solar installations in Singapore is projected to generate more than 23 GWh per year. | not available | not available | not available | not available | not available | not available | Yes | The green building standards mentioned in the text are: - 3.0 Stars NABERS Energy Rating - 5-Star Green Star Rating - BCA Green Mark GoldPLUS - 6-Star Green Star - 5.5-Star NABERS - BREEAM rating | not available | not available | not available | not available
CapitaLand-Ascendas-REIT-AR2023.pdf | Telepark | 36 |  | X |  |  |  |  | 7 | 2024 | Telepark | CapitaLand Data Centre | Yes | Yes | Yes (Sustainability Report) | No | not available | Not available | Not available | The cities where the data centers are located are: - Amsterdam, The Netherlands - Geneva, Switzerland - London, United Kingdom - Manchester, United Kingdom - Paris, France | Geneva, Switzerland | The data centers mentioned are located in the following countries: - The Netherlands - Switzerland - United Kingdom - France | Not available | 2004 | Not available | Not available | Not available | Not available | Not available | Not available | Not available | Not available | Not available | Not available | Not available | Not available | Not available | Not available | Not available | Not available | Not available | Not available | Not available | Not available | Not available | Not available | Not available | Not available | Not available | Not available | Not available | Not available | Not available | Not available | Not available | Not available | Not available | Not available | Not available | The renewable energy power generation capacity available on-site from solar installations in Singapore is projected to generate more than 23 GWh per year. | Not available | Not available | Not available | Not available | Not available | Not available | Yes | The green building standards mentioned are: - 3.0 Stars NABERS Energy Rating - 5-Star Green Star Rating - BCA Green Mark GoldPLUS - 6-Star Green Star - 5.5-Star NABERS - BREEAM rating | Not available | Not available | Not available | Not available
20240320_172452_A17U_FBR4QTNDKTX21ORP.1.pdf | Telepark | 36 |  |  |  | X |  |  | 10 | 2024 | Telepark | CapitaLand Data Centre | Yes | Yes | Yes (Sustainability Report) | No | Not available | Not available | Not available | Manchester, London, Paris | Manchester, London, Paris | United Kingdom, France | Active | 2023 | Not available | Not available | Not available | Not available | Not available | Not available | Not available | Not available | Not available | Not available | Not available | Not available | Not available | Not available | Not available | Not available | Not available | Not available | Not available | Not available | Not available | Not available | Not available | Not available | Not available | Not available | Not available | Not available | Not available | Not available | Not available | Not available | Not available | Not available | Not available | Not available | Not available | Not available | Not available | Not available | 89,043 sqm | Not available | Yes | Green Mark GoldPLUS certification or equivalent | The energy standards mentioned in the text are: - Singapore – Green Mark GoldPLUS certification or equivalent - Overseas – certification by a green rating system administered by a national government ministry/agency or a World Green Building Council (WGBC) recognised Green Building Council. | Not available | bizSAFE | Not available
CLI-Global-Sustainability-Report-2023.pdf | Telepark | 36 | X | [5 empty] | 7 | 2024 | Telepark | CapitaLand Data Centre | No. | No. | Yes (Sustainability Report) | No | not available | Not available | Not available | Not available | Not available | Not available | Not available | Not available | Not available | Not available | Not available | Not available | Yes | Not available | Not available | Not available | Not available | Not available | Not available | Not available | Not available | Yes | Not available | Not available | Not available | Not available | Not available | Not available | Not available | Not available | Not available | Not available | Not available | Not available | ISO 14001 – Environmental Management ISO 45001 – Occupational Health and Safety Management ISO 26000 – Guidance on Social Responsibility | Not available | Not available | Not available | Not available | Not available | Not available | Not available | Not available | Not available | Not available | 1. Micro-wind turbines 2. Waste-to-energy solutions 3. Solar photovoltaic (PV) 4. Building integrated PV 5. Carbon dioxide mineralised concrete technology | district cooling system | Not available | Not available | Not available | Not available | The green building standards mentioned are: - Certification by a green rating system administered by a national government ministry/agency/a Green Building Council recognised by the World Green Building Council. - Completing 3 out of 4 available Office NABERS rating is a Green Building Certification in GRESB. | The energy standards mentioned in the text are: - IF-RE-130a.1 Energy consumption data coverage as a percentage of total floor area, by property subsector - IF-RE-130a.2 (1) Total energy consumed by portfolio area with data coverage, (2) percentage grid electricity, and (3) percentage renewable, by property subsector - IF-RE-130a.3 Like-for-like percentage change in energy consumption for the portfolio area with data coverage, by property subsector | Not available | Not available | Not available
CLI-Global-Sustainability-Report-2022.pdf | Telepark | 36 | X | [5 empty] | 6 | 2023 | Telepark | CapitaLand Data Centre | No | No. | Yes (Sustainability Report) | No | Not available | Not available | Not available | Not available | Not available | Not available | Not available | not available | Not available | Not available | Not available | Not available | Not available | Not available | Yes | Not available | Not available | Not available | Not available | Not available | Not available | Not available | Not available | Not available | Not available | Not available | Not available | Not available | Not available | Not available | Not available | Not available | Not available | Not available | Not available | Not available | Not available | 230,000 sqm | Not available | Not available | Not available | Not available | Not available | Not available | Not available | - Micro-wind turbines - Waste-to-energy solutions - Building integrated PV | District cooling network | Not available | Not available | CLI, tenants, contractors, suppliers, communities, customers, investors | Yes | Not available | Not available | Not available | Not available | Not available
CapitaLand DC Navi Mumbai 1 Factsheet.pdf | Telepark | 36 |  |  | X |  |  | X | 22 |  | Telepark | CapitaLand Data Centre | No. | Yes | No | No | CapitaLand Data Centre Navi Mumbai 1 | CapitaLand | not available | Navi Mumbai | Airoli, Navi Mumbai, India | India | Active | not available | not available | not available | not available | not available | not available | not available | not available | not available | not available | not available | not available | not available | not available | Yes | not available | Yes | Yes, 24/7 | not available | not available | not available | not available | N+N | N+4 | N+1 power backup with dual sync panel | not available | not available | not available | Raised floor | not available | not available | not available | not available | The slab-to-slab height mentioned in the text is 7.3 metres. | not available | N+1 power backup with dual sync panel | The text mentions the inclusion of solar panels but does not availablet specify the renewable energy power generation capacity. Therefore, the answer is 'not available'. | not available | 1. High efficiency chillers 2. Water econot availablemization 3. Solar panels | N+4 redundant air-cooled chillers | not available | not available | not available | Yes | The green building standards mentioned are aiming to achieve LEED Gold certification. | The text mentions that the data centre aims to achieve LEED Gold certification. | not available | not available | The security systems mentioned in the text are: - Min. 7-layers security system - 24/7 Onsite security personnel - CCTV surveillance with intrusion detection
SG3_Factsheet.pdf | Princeton Digital SG3 | 37 |  |  | X |  |  |  | 18 |  | Princeton Digital SG3 | Princeton Digital Group | Yes | Yes | No | Yes | not available | not available | Floor 5, 46 Penjuru Lane, Singapore 609206 | Singapore | Singapore | Singapore | Active | Not available | not available | not available | not available | not available | not available | not available | not available | not available | not available | not available | not available | not available | not available | Yes | not available | Yes | Yes, 24x7. | not available | Yes | not available | not available | N+1 | N+1 | N+1 | not available | not available | not available | not available | 14,296 sq.m. | not available | not available | 25 kN/sq.m. | not available | not available | The power systems mentioned are: - Dual 22kV utility power feeds - 5M4 Diesel Generator redundancy (N+1) - 5M4 UPS redundancy (N+1) | not available | not available | not available | 5M4 water cooled chiller system | not available | 14,296 sq.m. | not available | not available | not available | not available | not available | not available | The security systems in use are: - 2FA security accessible by access ID and keypad readers - Arcserve hiavailability protection
Princeton_Digital_Group_building_pan-APAC_platform_with_hyperscale_focus.pdf | Princeton Digital SG3 | 37 |  |  |  | X | X |  | 6 |  | Princeton Digital SG3 | Princeton Digital Group | No | Yes | No | No | not available | PDG | not available | not available | APAC region | Japan, South Korea, Malaysia, Singapore | Active | not available | not available | not available | The provided context does not availablet mention whether the data center is ISO 27001 certified. Therefore, I cannot availablet confirm its certification status. | not available | not available | not available | not available | not available | not available | not available | not available | not available | not available | not available | not available | not available | not available | not available | not available | not available | not available | not available | not available | not available | not available | not available | not available | not available | not available | not available | not available | not available | not available | The type of facility mentioned in the text is "hyperscaler." | not available | not available | not available | not available | not available | not available | not available | not available | not available | not available | not available | not available | not available | not available
CLDC Factsheet.pdf | 9 Tai Seng Data Centre | 38 |  |  | X |  |  |  | 23 | 2023 | 9 Tai Seng Data Centre | CapitaLand Data Centre | No. | Yes | No | No | 1. CapitaLand Data Centre Chennai 1 2. CapitaLand DC ITPB, Bangalore 3. CapitaLand DC ITPH, Hyderabad | CapitaLand | not available | Chennai and Bangalore. | The data centers are located in Chennai and Bangalore, India. | India | Not available | not available | not available | not available | not available | not available | not available | not available | not available | not available | not available | not available | not available | not available | not available | Yes | not available | Yes | Yes, 24/7 onsite security personnel. | not available | not available | not available | not available | N+1 | N+4 | N+1 | not available | not available | not available | Raised Floor | not available | not available | 11 data halls, 12 data halls | The DC Hall floor loading mentioned is 2,000 kg / sq mt. | The slab-to-slab height mentioned in the text is 7.3 metres. | not available | N+1 power backup with dual sync panel | not available | not available | The low-carbon technot availablelogy innot availablevations mentioned are: - high efficiency chillers - water econot availablemization - solar panels | The cooling systems mentioned are: - Air-cooled chillers - CRAC units | not available | not available | not available | Yes | The green building standards mentioned are: - High efficiency chillers - Water econot availablemization - Intelligent energy and infrastructure management - Solar panels | LEED Gold certification | Water econot availablemization | not available | The security systems mentioned are: - Min. 7-layers security system
20210325_172137_A17U_3GXOWODOLSELIJDA.1.pdf | 9 Tai Seng Data Centre | 38 |  |  |  | X |  |  | 10 | 2021 | 9 Tai Seng Data Centre | CapitaLand Data Centre | No. | Yes | Yes | No | not available | not available | not available | Paris, France | Paris, France | France | Not available | 2003 | not available | not available | not available | not available | not available | not available | not available | not available | not available | not available | not available | not available | not available | not available | not available | not available | not available | not available | not available | not available | not available | not available | not available | not available | not available | not available | not available | not available | 3,532 sqm | not available | The buildings mentioned in the text have the following number of floors/halls: - Two two-storey buildings - One four-storey office building - One adjoining three-storey office building | not available | not available | Colocation | not available | not available | not available | not available | not available | not available | not available | 1. HSBC Bank 2. Entserv UK 3. Bouygues Telecom | not available | The green building standards mentioned in the text are: - LEED: Leadership in Energy and Environmental Design (BD+C: Building Design & Construction) - BCA GM - BCA GM Gold - BCA GM GoldPlus - BCA GM Platinum - LEED Platinum (BD+C) | LEED: Leadership in Energy and Environmental Design. BD+C: Building Design & Construction | not available | not available | not available
20210428_063449_C31_7P1MMJW55V53BNLJ.2.pdf | 9 Tai Seng Data Centre | 38 |  |  |  | X |  |  | 10 | 2021 | 9 Tai Seng Data Centre | CapitaLand Data Centre | No | Yes | No | Yes | Minhang DC Campus | not available | not available | Shanghai | Minhang District | China | Inactive | not available | not available | not available | not available | not available | not available | not available | not available | not available | not available | not available | not available | not available | not available | not available | not available | not available | not available | not available | not available | not available | 55 megawatts | not available | not available | not available | not available | not available | not available | not available | not available | not available | not available | not available | not available | not available | not available | not available | not available | not available | not available | not available | Up to 75,000 sqm | Master Lessee: Daily Tech | Yes | not available | The energy standards mentioned are "sustainable design principles and green building standards." | not available | not available | not available
CapitaLand Data Centre.pdf | 9 Tai Seng Data Centre | 38 |  |  |  | X |  |  | 10 | 2020 | 9 Tai Seng Data Centre | CapitaLand Data Centre | No | No | No | No | not available | not available | not available | not available | not available | not available | not available | not available | not available | not available | not available. | not available. | not available. | not available | not available. | not available. | not available | not available. | not available. | not available. | not available. | not available. | not available | not available | not available | not available | not available | not available | not available | not available | not available | not available | not available | not available | not available | not available | not available | not available | not available | not available | not available | not available | not available | not available | not available | not available | not available | not available | not available | not available | not available | not available | not available | not available | not available | not available
CLAR-Integrated-Sustainability-Report-2023.pdf | 9 Tai Seng Data Centre | 38 | X | [5 empty] | 14 | 2024 | 9 Tai Seng Data Centre | CapitaLand Data Centre | No. | Yes | Yes (Sustainability Report) | No | The names of the data centers mentioned in the text are: - Techlink - Techpoint - Techview - UBIX | Not available | Not available | Singapore | Singapore | Singapore | Active | Not available | Not available | Not available | Yes | Yes | Yes | Not available | Yes | Not available | Not available | Not available | Not available | Not available | Not available | Not available | Not available | Not available | Not available | Not available | Not available | Not available | Not available | Not available | Not available | Not available | Not available | Not available | ISO 14001, ISO 31000, ISO 45001, ISO 27001, ISO 9001 | Not available | Not available | Not available | Not available | Not available | Not available | Not available | Not available | Not available | Not available | Not available | The cooling system mentioned in the text is "district cooling." | Not available | Not available | Not available | Yes | The green building standards mentioned in the text are: - Singapore – Green Mark GoldPLUS certification or equivalent. - Overseas – certification by a green rating system administered by a national government ministry / agency or a World Green Building Council (WGBC) recognized Green Building Council. | Not available | Not available | ISO 9001, ISO 14001, bizSAFE Level 3, NEA Clean Mark Silver | Not available
CapitaLand_DC_Brochure.pdf | 9 Tai Seng Data Centre | 38 |  |  |  | X |  |  | 14 | 2023 | 9 Tai Seng Data Centre | CapitaLand Data Centre | No. | Yes | Yes (ESG report) | No | Not available | CapitaLand | Not available | Shanghai, Beijing, Seoul, Singapore, London, Manchester, Paris, Geneva, Amsterdam, Mumbai, Hyderabad, Bangalore, Chennai. | not available | The countries where the data centers are located are: - China - South Korea - Singapore - Europe (specific countries within Europe mentioned are the United Kingdom, France, Switzerland, and the Netherlands) - India | Not available | Not available | Yes | Not available | Yes | Yes | Yes | Not available | Not available | Not available | Not available | Not available | Not available | Not available | Not available | Not available | Not available | Yes | Highly secured with multiple security layers | Not available | Yes | Not available | Not available | Not available | Not available | Not available | Not available | Not available | Not available | Not available | Not available | Not available | Not available | Not available | Not available | The type of facility mentioned in the text is "colocation." | Not available | Not available | Not available | 1. High efficiency electrical systems 2. Ultra-efficient chiller systems 3. "Free-cooling" ecoNot availablemizer techNot availablelogy 4. On-site renewable energy generation 5. Smart monitoring and analysis of energy use 6. Rainwater harvesting 7. Grey-water recycling 8. Integrated rainwater harvesting & energy recovery systems | The cooling system mentioned is "free-cooling" ecoNot availablemizer techNot availablelogy. | Not available | Not available | Not available | Yes | Not available | Not available | Not available | Not available | Not available
CapitaLand-Ascendas-REIT-FY2022-Independent-Market-Study-Report.pdf | 9 Tai Seng Data Centre | 38 |  |  |  | X |  |  | 8 | 2023 | 9 Tai Seng Data Centre | CapitaLand Data Centre | No | Yes | Yes (Annual Report) | No | Stratus Data Centres Kao Data London Data Center Sales7 Global Foundries Singapore Pte Ltd Woodlands Industrial Park | Kao Data | Not available | Singapore | United Kingdom/Europe | United Kingdom/Europe | Not available | Not available | Not available | Not available | Not available | Not available | Not available | Not available | Not available | Not available | Not available | Not available | Not available | Not available | Not available | Not available | Not available | Not available | Not available | Not available | Not available | Not available | Not available | Not available | Not available | Not available | Not available | Not available | Not available | Not available | Not available | Not available | Not available | Not available | The building floor to ceiling height mentioned in the text is 28’. | Not available | Not available | Not available | Not available | Not available | Not available | Not available | 39.2 million sq ft | Wilmar Distribution Pte. Ltd. | Not available | Not available | Not available | Not available | Not available | Not available
NR_CapitaLand-SP-Sembcorp-to-study-use-of-integrated-energy-solutions-to-green-data-centres.pdf | 9 Tai Seng Data Centre | 38 |  |  |  | X |  |  | 10 | 2020 | 9 Tai Seng Data Centre | CapitaLand Data Centre | Yes | Yes | No | No | not available | Not available | The full address of the data center mentioned in the text is 9 Tai Seng Drive. | Singapore | Tai Seng | Singapore | Active | Not available | Not available | Not available | Not available | Not available | Not available | Not available | Not available | Not available | Not available | Not available | Not available | Not available | Not available | Not available | Not available | Not available | Not available | Not available | Not available | Not available | Not available | Not available | Not available | Not available | Not available | Green Mark Platinum | Not available | Not available | Not available | Not available | Not available | Not available | Not available | Not available | Not available | The renewable energy power generation capacity available on-site, as mentioned in the text, is over 10,292 megawatt hours of energy annually from the solar panels installed atop CapitaLand’s six industrial properties. | Not available | The low-carbon techNot availablelogy inNot availablevations mentioned in the text are: - solar photovoltaic - green hydrogen - energy storage | Not available | Not available | Not available | Not available | Yes | Green Mark Platinum for data centres | Not available | Not available | Not available | Not available
acquisition-of-kdc-sgp-7-and-8.pdf | Keppel DC Singapore 7 (SGP7) | 39 |  |  |  | X |  |  | 11 | 2024 | Keppel DC Singapore 7 (SGP7) | Keppel Data Centres | Yes | Yes | No | Yes | KDC SGP 8 | Not available | not available | Singapore | Singapore | Singapore | Active | not available | not available | not available | not available | not available | not available | not available | not available | not available | not available | not available | not available | not available | not available | not available | not available | not available | not available | not available | not available | not available | 650MW | not available | not available | not available | not available | not available | not available | not available | 72,923 sq ft | not available | not available | not available | not available | The facility mentioned in the text is a colocation data centre. | not available | not available | not available | not available | liquid cooling | not available | ~72,923 sq ft | not available | not available | BCA Green Mark Platinum Award | not available | not available | not available | not available
kdcreit-dec-204-investor-presentation.pdf | Keppel DC Singapore 7 (SGP7) | 39 |  |  |  | X |  |  | 10 | 2024 | Keppel DC Singapore 7 (SGP7) | Keppel Data Centres | Yes | Yes | Yes (ESG Report) | No | Cardiff Data Centre GV7 Data Centre London Data Centre Basis Bay Data Centre Almere Data Centre | Keppel DC REIT | Not available | Almere | Almere, The Netherlands | The Netherlands | Active | not available | Not available | Not available | Not available | Not available | Not available | Not available | Not available | Not available | Not available | Not available | Not available | Not available | Not available | Not available | Not available | Not available | Not available | Not available | Not available | Not available | Not available | Not available | Not available | Not available | Not available | Not available | Not available | Not available | Not available | Not available | Not available | Not available | The size of the building's floor to ceiling height is Not availablet mentioned in the text provided. Therefore, the answer is 'Not available'. | Colocation | Not available | Not available | Not available | Not available | Not available | Not available | Not available | Not available | Not available | The green building standards mentioned are: - Green Star designation - LEED v4.1 Operations + Maintenance (O+M) Gold certification - BCA Green Mark certifications | The energy standards mentioned in the text are: - Introduce renewable energy (RE) to ≥ 50% of colocation assets by 2030 - Achieve ≥ 10% reduction in effective Power Usage Effectiveness (PUE) for colocation assets that undergo major asset enhancement works, by 2025 from 2019 | Not available | Not available | Not available
keppel-corporation-ar-22-operating-and-market-review.pdf | Keppel DC Singapore 7 (SGP7) | 39 |  |  |  | X |  |  | 9 | 2023 | Keppel DC Singapore 7 (SGP7) | Keppel Data Centres | Yes | Yes | Yes (Annual Report) | No | Huailai Data Centre | Keppel T&T | Not available | Greater Beijing | Genting Lane | Singapore | Not available | not available | Not available | Not available | Not available | Not available | Not available | Not available | Not available | Not available | Not available | Not available | Not available | Not available | Not available | Not available | Not available | Not available | Not available | Not available | Not available | Not available | Not available | Not available | Not available | Not available | Not available | Not available | Not available | Not available | Not available | Not available | Not available | Not available | Not available | Not available | Not available | Not available | Not available | The low-carbon techNot availablelogy inNot availablevations mentioned in the text are: - Floating Data Centre Module - Hydrogen production - Low-carbon energy hub - Low-carbon ammonia/hydrogen - Carbon capture utilisation and sequestration (CCUS) | chilled water systems | Not available | Not available | Not available | Yes | Green Mark Platinum (Zero Energy) | Not available | Not available | Not available | Not available
keppel-corporation-ar-22-connectivity.pdf | Keppel DC Singapore 7 (SGP7) | 39 |  | X |  | X |  |  | 6 | 2023 | Keppel DC Singapore 7 (SGP7) | Keppel Data Centres | Yes | Yes | Yes (Annual Report) | No | Not available | Keppel T&T | Not available | Singapore | Genting Lane | Singapore | Not available | Not available | Not available | Not available | Not available | Not available | Not available | Not available | Not available | Not available | Not available | Not available | Not available | Not available | Not available | Not available | Not available | Not available | Not available | Not available | Not available | Not available | Not available | Not available | Not available | Not available | Not available | Not available | Not available | Not available | Not available | Not available | Not available | Not available | Not available | Not available | Not available | Not available | Not available | The low-carbon techNot availablelogy inNot availablevations mentioned in the text are: - Floating Data Centre Module - hydrogen production - low-carbon energy hub - microgrid system | Not available | Not available | Not available | Not available | Yes | Not available | Not available | Not available | Not available | Not available
global-switch-hong-kong-brochure.pdf | Global Switch Singapore Woodlands | 40 |  |  | X |  |  | X | 34 |  | Global Switch Singapore Woodlands | Global Switch | No. | Yes | No | Yes | Global Switch Hong Kong Global Switch Singapore | Global Switch | 18 Chun Yat Street, Tseung Kwan O Industrial Estate, New Territories, Hong Kong | Hong Kong and Singapore. | Asia-Pacific | Hong Kong and Singapore. | Active | not available | not available | not available | Yes | Yes | Yes | not available | not available | not available | not available | not available | not available | not available | Yes | Yes | not available | Yes | Yes, the datacenter has onsite security staff available 24/7. | Yes | Yes | Yes | 100MVA | N+1 | N+1 | N+1 | ISO 50001 | ISO 9001, ISO 14001, ISO 27001, ISO 45001, ISO 50001 | ISO 45001 and ISO 50001. | Raised floor | 70,000 sq m | not available | not available | 12kN/m² | The building floor to ceiling height mentioned in the text is 6m slab to slab height. | Colocation | not available | not available | 1.3 | not available | Chilled water cooling system | not available | not available | not available | Yes | The green building standards mentioned are: - Leadership in Energy and Environmental Design (LEED) Platinum Rating - Hong Kong Green Building Council’s BEAM Plus New Build Gold rating | not available | not available | not available | - Access control using proximity card readers and biometric systems - Physical access via mantrap - Comprehensive intruder detection and alarms - Perimeter Intrusion Detection system (PIDs) - Digital addressable fire detection system - Aspirated early warning smoke detection system (monitored 24x7x365)
Base+Prospectus_cf45e0dc-4959-48e4-be6e-7289a477d6ef.PDF | Global Switch Singapore Woodlands | 40 |  |  |  | X |  |  | 19 | 2017 | Global Switch Singapore Woodlands | Global Switch | Yes | Yes | No | No | not available | Global Switch | not available | not available | Europe and Asia Pacific | not available | Active | not available | Yes. | Yes. | not available | The provided text does not availablet mention whether the data center has ISO 9001 certification. Therefore, not available. | not available | not available | not available | not available | not available | not available | not available | not available | not available | Yes | not available | Yes | Yes, 24/7. | not available | Yes | not available | not available | N+1 | N+1 | N+1 | not available | not available | not available | Raised Floor | not available | not available | not available | not available | not available | The type of facility/building mentioned in the text is "retail colocation." | The power systems mentioned are "back-up generators" and "uninterruptible power supply (or UPS) systems." | not available | not available | The low-carbon technot availablelogy innot availablevations mentioned in the text are: - Power proportional computing - Low-power servers | not available | not available | The text mentions that private data suites typically occupy more than 250 square metres of space. | not available | not available | not available | not available | not available | not available | The text mentions "security systems" but does not availablet specify the types of security systems in use. Therefore, the response is "not available"
global-switch-brochure-singapore-woodlands.pdf | Global Switch Singapore Woodlands | 40 |  |  | X |  |  |  | 32 |  | Global Switch Singapore Woodlands | Global Switch | Yes | Yes | No | Yes | Global Switch Hong Kong Global Switch Singapore | Global Switch | not available | Hong Kong Singapore | Asia-Pacific | Singapore | Active | not available | not available | not available | Yes | Yes | Yes | not available | Yes | Yes | not available | not available | not available | not available | not available | Yes | not available | Yes | Yes, security guard patrols 24x7x365. | Yes | Yes | Yes | 30MVA | N+2 and N+1 | N+1 | N+N | not available | ISO 14001, ISO 50001 | The ISO Standards/certificates assigned to the data center are: - ISO 9001 - ISO 14001 - ISO 27001 - ISO 45001 - ISO 50001 | Raised floor | not available | not available | not available | 15N/m² | The minimum height from the raised floor to the underside of the ceiling mentioned in the text is 3.5 meters. | not available | 22kV utility supply with N+N redundancy | not available | 1.34 | not available | not available | not available | not available | not available | Yes | The green building standards mentioned are: - BCA Green Mark Platinum - LEED Gold certification | not available | not available | ISO 9001, 14001, 27001, 45001, 50001 | The security systems mentioned in the text are: - Readers and biometric systems - Comprehensive intruder detection and alarms to all areas - Perimeter Intrusion Detection system (PIDs) - Analogue addressable fire detection system in all areas - HD video surveillance system - Biometric entry controls
gshl-green-bond-allocation-report-october-2021.pdf | Global Switch Singapore Woodlands | 40 |  |  |  | X |  |  | 19 | 2021 | Global Switch Singapore Woodlands | Global Switch | Yes | Yes | No | No | Not available | Global Switch | Not available | Hong Kong, Frankfurt, Singapore. | Woodlands | The data centers mentioned are located in Hong Kong, Singapore, and the Netherlands (Amsterdam). | Active | not available | Not available | Not available | Yes | Yes | Yes | Not available | Yes | Yes | Not available | Not available | Not available | Not available | Not available | Not available | Not available | Not available | Not available | Not available | Not available | Not available | Not available | Not available | Not available | Not available | ISO 50001 | ISO 9001, 14001, 27001, 45001, 50001 | ISO 9001, 14001, 27001, 45001, 50001 | Not available | Not available | Not available | Here are the number of building floors/halls mentioned in the text for each location: - Global Switch Hong Kong: Not available - Global Switch Singapore, Woodlands: six floors - Global Switch Frankfurt Not availablerth: three levels of technical space For the other locations, the number of floors/halls is Not availablet mentioned. | Not available | Not available | Not available | Not available | Not available | 1.1 | Not available | Not available | Not available | - Global Switch Singapore Woodlands: 25,157 sq m - Global Switch Frankfurt Not availablerth: 11,862 sq m - Global Switch Amsterdam East: 32,000 sq m - Global Switch London Not availablerth: 23,439 sq m | Not available | Yes | ISO 9001, 14001, 27001, 45001, and 50001. | The energy standards mentioned in the text are: - Building Research Establishment Environmental Assessment Method (BREEAM) ‘Very Good’ rating - Leadership in Energy and Environmental Design (LEED) Platinum - Hong Kong Green Building Council’s BEAM Plus Gold rating | Not available | Not available | Not available
global-switch-technical-specification-singapore-woodlands.pdf | Global Switch Singapore Woodlands | 40 |  |  | X |  |  |  | 25 |  | Global Switch Singapore Woodlands | Global Switch | Yes | Yes | No | Yes | Amsterdam Campus | Global Switch | Not available | Amsterdam and Singapore. | Amsterdam | United Kingdom | Active | Not available | Not available | Not available | Yes | Yes | Not available | Not available | Not available | Not available | Not available | Not available | Not available | Not available | Not available | Not available | Not available | Yes | Yes, 24/7. | Yes | Not available | Yes | Not available | N+2 and N+1 | N+1 | N+2 and N+1 | Not available | ISO 9001, 14001, 27001, 45001, 50001 | The ISO standards/certificates assigned to the data center are: - ISO 9001 - ISO 14001 - ISO 27001 - ISO 45001 - ISO 50001 | Raised floor | Not available | Not available | Not available | 15kN/m² | The building floor to ceiling height mentioned in the text is 5.4m slab to slab height. | Not available | Diesel Rotary | Not available | Not available | Not available | Chilled water cooling system | Not available | Not available | Not available | Yes | Not available | Not available | Not available | ISO 9001, 14001, 27001, 45001, 50001 | The security systems mentioned in the text are: - Comprehensive intruder detection and alarms to all areas - Perimeter Intrusion Detection system (PIDs) - Operations Centre manned 24x7x365 - Security guard patrols 24x7x365
green-dc-roadmap.pdf | Racks Central Singapore | 41 |  |  |  | X | X | X | 12 | 2024 | Racks Central Singapore | Racks Central Pte Ltd | No | No. | Yes (Sustainability Report) | No | Iron Mountain Data Centers | Not available | Not available | Not available | Singapore | Singapore | Active | not available | Not available | Not available | Not available | Not available | Not available | Not available | Not available | Not available | Not available | Not available | Not available | Not available | Not available | Not available | Not available | Not available | Not available | Not available | Not available | Not available | Not available | Not available | Not available | Not available | Not available | Not available | Not available | Not available | Not available | Not available | Not available | Not available | Not available | Not available | Not available | Not available | 1.3 | The low-carbon techNot availablelogy inNot availablevations mentioned are: - Bioenergy - Fuel cells with carbon capture - Low-carbon hydrogen and ammonia - Vertical building integrated photovoltaics/building applied photovoltaics | DCVerse | 2.2 m3/MWh | Not available | Not available | Yes | The green building standards mentioned are: - Tropical DC standard - Green Data Centre Standard (SS 564) - Building and Construction Authority (BCA)-IMDA’s Green | The energy standards mentioned are SS 564. | Mandatory Water Efficiency Management Practices | Not available | Not available
jll-data-center-outlook-global-2024.pdf | Racks Central Singapore | 41 |  |  |  | X | X | X | 8 | 2024 | Racks Central Singapore | Racks Central Pte Ltd | No | No | No | No | not available | Not available | Not available | Not available | Ireland | Ireland | Not available | Not available | Not available | Not available | Not available | Not available | Not available | Not available | Not available | Not available | Not available | Not available | Not available | Not available | Not available | Not available | Not available | Not available | Not available | Not available | Not available | Not available | Not available | Not available | Not available | n+1 | Not available | Not available | Not available | Not available | 912 MW | Not available | Not available | Not available | Not available | Colocation | Uninterrupted Power Supply (UPS), redundant power sources, backup generators | Not available | 1.55 | Not available | Liquid cooling | Not available | Not available | Not available | Not available | Not available | Not available | Not available | Not available | Not available
green-data-centre-technology-roadmap.pdf | Racks Central Singapore | 41 |  |  |  | X | X | X | 11 | 2014 | Racks Central Singapore | Racks Central Pte Ltd | No. | No. | No | Yes | Not available | Not available | Not available | Singapore | Southeast Asia. | Singapore | Not available | not available | Not available | Not available | Not available | Not available | Not available | Not available | Not available | Not available | Not available | Not available | Not available | Not available | Not available | Not available | Not available | Not available | Not available | Not available | Not available | Not available | Not available | 2N | Not available | The data center uses a 2N topology for UPS architecture, which provides multiple-redundancy. | Not available | Not available | Not available | Not available | Not available | Not available | Not available | Not available | Not available | Not available | Cooling, Electrical Distribution | Not available | 2.07 | Not available | The cooling systems mentioned in the text are: - Direct liquid cooling - Close‐coupled refrigerant cooling - Air and cooling management - Passive cooling - Free cooling | Not available | Not available | Not available | Not available | The green building standards mentioned in the text are: - Singapore Standard 564 (SS564) - IDA‐BCA Green Mark Standard - BCA‐IDA Green Mark for Data Centres | The energy standards mentioned in the text are the IDA‐BCA Green Mark Standard and SS564 (Singapore Standard 564). | WUE™ | Not available | Not available
Singtel-HKTKO-data-centre-factsheet_WEB.pdf.pdf | Singtel Tuas DC | 42 |  |  | X |  |  | X | 27 | 2017 | Singtel Tuas DC | Not Available | No | No | No | Yes | not available | Singtel | 33 Chun Choi Street, Tseung Kwan O Ind Est, New Territories, Hong Kong. | Hong Kong | New Territories | Hong Kong | Active | Not available | not available | not available | Yes | Yes | Yes | not available | not available | not available | not available | not available | not available | not available | not available | Yes | not available | Yes | Yes, onsite security personnel 24x7. | Yes | Yes | not available | 1,440kW | 2N configuration | N+1 | N+1 | not available | ISO9001, ISO14001, ISO27001 | not available | Raised floor | not available | not available | not available | 12.5KN/m2 | The slab-to-slab height mentioned in the text is 4.65m. | not available | The power systems mentioned are: - UPS power supply - Transformers - Power generators | not available | not available | not available | High efficiency chiller systems | not available | not available | not available | not available | not available | The energy standards mentioned in the text are ASHRAE TC 9.9 2011 conditions. | not available | The security standards mentioned are ISO9001, ISO14001, and ISO27001. | The security systems in use are: - Overhead and under-floor smoke detection system - Double interlock pre-action dry-pipe sprinkler system - not availablevec 1230 fire suppression system and VESDA early detection system - Dual authentication access with Biometric Scan and Card Key access control - 24x7 closed circuit TV (CCTV) monitoring system with digital recording and archiving - Onsite security personnel 24x7 - Security system complies with ISO9001, ISO14001 and ISO27001
CGS Data Centre.pdf | Singtel Tuas DC | 42 |  |  |  | X | X | X | 11 | 2024 | Singtel Tuas DC | Not Available | Yes | No | No | No | Not available | ST Telemedia Global Data Centres (STT GDC) | Not available | Not available | Eastern Economic Corridor (EEC) | Indonesia | Active | Not available | Not available | Not available | Not available | Not available | Not available | Not available | Not available | Not available | Not available | Not available | Not available | Not available | Not available | Not available | Not available | Not available | Not available | Not available | Not available | Not available | Not available | Not available | Not available | Not available | Not available | Not available | Not available | Not available | Not available | Not available | Not available | Not available | Not available | Colocation | Smart grid systems | Not available | 1.47 | Not available | Liquid cooling | Not available | Not available | Not available | Yes | The green building standards mentioned are "Green Mark DC Platinum Certification criteria." | The standards mentioned in the text are: - BCA-IMDA Green Mark for DCs - Standards for IT equipment energy efficiency - Standards for liquid cooling | Not available | Not available | Not available
cloud-computing-in-singapore-2015-edition.pdf | Ascenix Data Centre | 43 |  |  |  | X | X |  | 7 | 2015 | Ascenix Data Centre | Ascenix Pte Ptd | Yes | No. | No | No | not available | not available | not available | not available | Asia Pacific region | The data centers are located in Singapore, Germany, Canada, and the United States. | Not available | not available | not available | not available | Yes | not available | not available | not available | not available | not available | Yes | Yes | not available | not available | not available | not available | not available | not available | not available | not available | not available | not available | not available | not available | not available | not available | not available | ISO 27001 | ISO27001 | not available | not available | not available | not available | not available | not available | not available | not available | not available | not available | not available | not available | not available | not available | not available | not available | not available | not available | not available | not available | not available
ne_datacenter_service.pdf | Ascenix Data Centre | 43 |  |  | X |  |  |  | 12 | 2018 | Ascenix Data Centre | Ascenix Pte Ptd | No | No | No | No | not available | not available | not available | not available | not available | not available | not available | not available | not available | not available | not available. | not available. | not available. | not available. | not available. | not available. | not available. | not available. | not available. | not available. | not available. | not available. | not available | not available | not available | not available | not available | not available | not available | not available | not available | not available | not available | not available | not available | not available | not available | not available | not available | not available | not available | not available | not available | not available | not available | not available | not available | not available | not available | not available | not available | not available | not available | not available | not available | not available
Relatorio-ESG-2023_ENG-1.pdf | Ascenix Data Centre | 43 | X | [5 empty] | 21 | 2024 | Ascenix Data Centre | Ascenix Pte Ptd | No | No. | Yes (ESG Report) | No | Not available | Ascenty | Not available | Not available | Latin America | The data centers are located in Brazil, Chile, and Mexico. | Active | not available | Not available | Not available | Not available | Not available | Yes | Not available | Not available | Yes | Not available | Not available | Not available | Not available | Not available | Yes | Not available | Yes | Yes, 24/7 | Not available | Not available | Not available | Not available | Not available | Not available | Not available | ISO 50001, ISO 14001 | ISO 50001, ISO 14001 | - ISO 50001 - ISO 14001 | Not available | Not available | Not available | Not available | Not available | Not available | Not available | Photovoltaic energy generation | The renewable energy power generation capacity available on-site is 14.6 MW per year. | 1.41 | Not available | Not available | 0.039 | Not available | Not available | Yes | Not available | ISO 50001 | ISO 14.001:2015 | ISO27001 | The security systems mentioned in the text are: - CCTV systems - DLP (Dropbox) - Backup - Encryption
ascenix-csp.pdf | Ascenix Data Centre | 43 |  |  | X |  |  |  | 0 | 2014 | Ascenix Data Centre | Ascenix Pte Ptd | No | No | No | No | not available | not available | not available | not available | not available | not available | not available | not available | Not available | Not available | Not available | Not available | Not available | Not available | Not available | Not available | Not available | Not available | Not available | Not available | Not available | Not available | Not available | Not available | Not available | Not available | Not available | Not available | Not available | Not available | Not available | Not available | Not available | Not available | Not available | Not available | Not available | Not available | Not available | Not available | Not available | Not available | Not available | Not available | Not available | Not available | Not available | Not available | Not available | Not available | Not available | Not available | Not available | Not available | Not available | Not available
singapore-pdpa-wp.pdf | Google Singapore Data Center | 44 |  |  |  | X |  |  | 13 | 2019 | Google Singapore Data Center | Google | Yes | Yes | No | No | not available | Google | not available | not available | The data centers are located in the U.S., Europe, Chile, Singapore, and Taiwan. | The data centers are located in the U.S., Europe, Chile, Singapore, and Taiwan. | Active | not available | not available | not available | Yes | not available | not available | not available | not available | not available | not available | not available | not available | not available | not available | not available | Yes | Yes | Yes, the data centers are monitored 24/7 by experienced security guards. | Yes | Yes | not available | not available | not available | not available | not available | not available | not available | ISO 27001 ISO 27018 | not available | not available | not available | not available | not available | not available | not available | not available | not available | not available | not available | not available | not available | not available | not available | not available | not available | not available | not available | Multi-Tier Cloud Security Singapore Standard 584 | The security systems mentioned in the text are: - Biometric identification - Metal detection - Vehicle barriers - Custom-designed electronic access cards
Guide-to-Green-Data-Centers-Final.pdf | Google Singapore Data Center | 44 |  |  |  | X | X |  | 17 | 2023 | Google Singapore Data Center | Google | No | No | No | No | not available | not available | not available | not available | Singapore | not available | not available | 2005, 2019, 2017 | not available | Yes. | not available | not available | Yes | not available | not available | not available | not available | not available | not available | not available | not available | Yes | not available | Yes | not available | not available | not available | not available | not available | n+1 | not available | n+1 | not available | ISO 14001 (Environmental Management) | not available | Raised Floor | not available | not available | not available | not available | not available | Colocation data centers | redundant uninterruptible power supply systems | not available | not available | The low-carbon technot availablelogy innot availablevations mentioned in the text are: - Liquid cooling - Advanced monitoring systems | The cooling systems mentioned in the text are: - Precision air conditioning - Econot availablemizers - Containment systems - Liquid cooling - Free cooling - Mechanical cooling systems (air conditioner, computer room air handler units) | not available | not available | not available | not available | not available | The energy standards mentioned in the text are: - European Union: Data Centres Energy Efficiency Code of Conduct - EU eco-design directives - Recommendation ITU-T L.1300-Best practices for green data centers - Recommendation ITU-T L.1303-Functional requirements and framework of green data center energy-saving management system | Leadership in Energy and Environmental Design and Building Research Efficiency Directive. | CSN EN 50600 | not available
google-va-impact-report.pdf | Google Singapore Data Center | 44 | X | [5 empty] | 13 | 2023 | Google Singapore Data Center | Google | No | Yes | Yes | No | not available | Google | not available | Loudoun County | Loudoun County, Virginia | United States | not available | not available | not available | not available | not available | not available | not available | not available | not available | not available | not available | not available | not available | not available | not available | not available. | not available | Yes | Yes and how many hours such as 24/7 | not available | not available | not available | not available | not available | not available | not available | ISO 27018 and ISO 27701 | ISO 27018, ISO 27701 | ISO 27018 and ISO 27701 | not available | not available | not available | not available | not available | not available | not available | not available | not available | 1.09 | not available | The cooling systems mentioned for data centers are air-cooling, water-cooling, or a combination of these technot availablelogies. | not available | not available | not available | Yes | not available | not available | not available | not available | not available
google-2024-environmental-report.pdf | Google Singapore Data Center | 44 | X | [5 empty] | 11 | 2024 | Google Singapore Data Center | Google | No | Yes | Yes (Sustainability Report) | No | Not available | Google | Not available | Not available | Not available | Not available | Not available | Not available | Not available | Not available | Not available | Not available | Yes | Not available | Not available | Yes | Not available | Not available | Not available | Not available | Not available | Not available | Not available | Not available | Not available | Not available | Not available | Not available | Not available | Not available | Not available | Not available | Not available | ISO 50001, ISO 14001 | ISO 50001: ---------- Energy management ISO 14001: ---------- Environmental management | Not available | Not available | Not available | Not available | Not available | Not available | Not available | Not available | The on-site renewable electricity generation capacity mentioned in the text for the years provided are as follows: - 2022: 6,300 MWh - 2023: 7,200 MWh - 2024: 8,800 MWh - 2025: 9,600 MWh - 2026: 10,700 MWh | 1.10 | Not available | Not available | Not available | Not available | Not available | Yes | The green building standards mentioned in the text are: - Living Building Challenge (LBC) - LEED certification | ISO 50001: Energy management | Living Building Challenge (LBC) | Not available | Not available
P17859700914e40f60869705b924ae2b4e1.pdf | Google Singapore Data Center | 44 |  |  |  | X | X | X | 18 | 2023 | Google Singapore Data Center | Google | No. | No. | No | No | not available | Not available | Not available | Not available | Singapore | Brazil and South Africa | Not available | Not available | Not available | Yes | Not available | Not available | Yes | Not available | Not available | Yes | Not available | Not available | Not available | Not available | Not available | Yes | Not available | Yes | Not available | Not available | Not available | Not available | Not available | n+1 | Not available | The information provided does Not availablet specify the exact redundancy configuration (like n+1) for the data center's standby power systems. Therefore, the answer is 'Not available'. | ISO 50001 Energy Management | Not available | Not available | Raised floor | Not available | Not available | Not available | Not available | The building floor to ceiling heights mentioned in the text are 19m, 7m, and 3m. | Colocation | Redundant uninterruptible power supply systems | Not available | 3.0 | Not available | Free cooling | Not available | Not available | Not available | Not available | Not available | The energy standards mentioned in the text are: - Energy Star - EU Code of Conduct for Data Centers - EU Energy Efficiency Directive - Leadership in Energy and Environmental Design (LEED) - Building Research Establishment Environmental Assessment Method (BREEAM) | Leadership in Energy and Environmental Design, Building Research | Not available | Not available
google-va-impact-report.pdf | Google Singapore Data Center | 44 | X | [5 empty] | 12 | 2023 | Google Singapore Data Center | Google | No | Yes | Yes (Sustainability Report) | No | not available | Google | Not available | Loudoun County | Loudoun County, Virginia | United States | Not available | not available | Not available | Not available | Not available | Not available | Not available | Not available | Not available | Not available | Not available | Not available | Not available | Not available | Not available | Not available | Not available | Yes | Yes and how many hours such as 24/7 | Not available | Not available | Not available | Not available | Not available | Not available | Not available | ISO 27018 and ISO 27701 | ISO 27018, ISO 27701 | ISO 27018 and ISO 27701 | Not available | Not available | Not available | Not available | Not available | Not available | Not available | Not available | Not available | 1.09 | Not available | The cooling systems mentioned for the data center are air-cooling, water-cooling, or a combination of these techNot availablelogies. | Not available | Not available | Not available | Yes | Not available | Not available | Not available | Not available | Not available
NASDAQ_GOOG_2020.pdf | Google Singapore Data Center | 44 | X | [5 empty] | 14 | 2021 | Google Singapore Data Center | Google | No. | Yes | Yes (Sustainability Report) | Yes | Not available | Google | Not available | Not available | Not available | United States (Berkeley County, South Carolina) and Sweden (Maevaara wind farm). | Active | Not available | Not available | Not available | Not available | Not available | Not available | Not available | Not available | Yes | Not available | Not available | Not available | Not available | Not available | Not available | Not available | Not available | Not available | Not available | Not available | Not available | Not available | Not available | Not available | Not available | Not available | ISO 50001 | ISO 50001 energy management system certification | Not available | Not available | Not available | Not available | Not available | Not available | Not available | battery-based system | The on-site renewable energy power generation capacity is Not availablet explicitly mentioned in the text provided. Therefore, the answer is "Not available" | 1.10 | Not available | Evaporative cooling | Not available | The text mentions that since 2009, over 1.4 million square meters (15 million square feet) of Google office facilities have achieved LEED certification. | Not available | Yes | The green building certifications mentioned are LEED and the Living Building Challenge (LBC). | UL110 and IEEE 1680.1 are the energy standards mentioned in the text. | Not available | Not available | Not available
Singtel_KCTC_2_Factsheet_web.pdf | Singtel KCTC-2 | 45 |  |  | X |  |  |  | 17 | 2015 | Singtel KCTC-2 | Singtel | Yes | Yes | No | Yes | KCTC-2 Data Centre | Singtel | Not available | Not available | Not available | not available | Active | not available | Not available | Not available | Not available | Not available | Not available | Not available | Not available | Not available | Not available | Not available | Not available | Not available | Not available | Yes | Not available | Yes | 24x7 physical security access by pre-authorisation | Not available | Yes | Not available | Not available | N+1 | N+1 | N+1 | Not available | Not available | Not available | Raised floor | Not available | Not available | The text mentions a "nine storey building." Therefore, the number of building floors is nine. | 12KN/m² | The floor to floor height mentioned in the text is 5 meters. | Not available | - Fully redundant un-interruptible power supply (UPS) - Fully redundant power generator | Not available | Not available | Not available | CRAC configuration: N+1 | Not available | Not available | Not available | Not available | Not available | Not available | Not available | Not available | The security systems mentioned in the text are: - Contact-less card access systems to prevent unauthorised access - Centralised rack-locking system available - 24x7 closed circuit TV (CCTV) monitoring system with recording on all floors - 24x7 physical security access by pre-authorisation
2010-AnnualReport.pdf | Singtel KCTC-2 | 45 |  | X |  |  |  |  | 12 | 2010 | Singtel KCTC-2 | Singtel | Yes | Yes | No | No | Kim Chuan Telecommunications Centre II | SingTel | not available | Singapore | Kim Chuan | Singapore | Active | 2010 | not available | not available | not available | not available | not available | not available | not available | not available | not available | not available | not available | not available | not available | not available | not available | not available | not available | not available | not available | not available | not available | not available | not available | not available | not available | not available | not available | not available | not available | not available | not available | not available | not available | not available | Grid-Tied Solar Photovoltaic System | not available | not available | 1. Green Shelter concept for base transceiver stations 2. Solar energy 3. Wind power 4. Environmentally friendly Value Regulated Lead Acid batteries | not available | not available | not available | not available | Yes | The green building standard mentioned is the Building and Construction Authority’s Green Mark scheme. | not available | not available | The security standards mentioned are: - International Standards for the Professional Practice of Internal Auditing (“the IIA Standards”) | not available
Release23Apr08KCTC.pdf | Singtel KCTC-2 | 45 |  |  |  | X |  |  | 14 | 2008 | Singtel KCTC-2 | Singtel | Yes | Yes | No | No | Kim Chuan Telecommunications Centre 2 | SingTel | not available | Singapore | Kim Chuan | Singapore | Not available | 2008 | not available | not available | not available | not available | not available | not available | not available | not available | not available | not available | not available | not available | not available | Yes | not available | not available | not available | not available | not available | not available | not available | The text does not availablet specify the details about POWER UPS Redundancy in the data center, so the answer is 'not available'. | n+1 | not available | not available | not available | not available | not available | 150,000 square feet | 150,000 square feet | not available | not available | not available | not available | not available | not available | not available | not available | not available | not available | 150,000 square feet | not available | Yes | The green building standards mentioned are from the Building and Construction Authority’s (BCA) Green Mark scheme. | not available | not available | not available | not available
Singtel_KCTC_2_Factsheet_web.pdf | Singtel KCTC-2 | 45 |  |  | X |  |  |  | 17 | 2015 | Singtel KCTC-2 | Singtel | Yes | Yes | No | Yes | KCTC-2 Data Centre | Singtel | not available | not available | not available | not available | Active | not available | not available | not available | not available | not available | not available | not available | not available | not available | not available | not available | not available | not available | not available | Yes | not available | Yes | Yes, 24/7 | not available | Yes | not available | not available | N+1 | N+1 | N+1 | not available | not available | not available | Raised floor | not available | not available | The text mentions a "nine storey building." Therefore, the number of building floors is nine. | 12KN/m² | The floor to floor height mentioned in the text is 5 meters. | not available | - Fully redundant un-interruptible power supply (UPS) - Fully redundant power generator | not available | not available | not available | CRAC configuration: N+1 | not available | not available | not available | not available | not available | not available | not available | not available | The security systems in use are: - Contact-less card access systems to prevent unauthorised access - Centralised rack-locking system available - 24x7 closed circuit TV (CCTV) monitoring system with recording on all floors - 24x7 physical security access by pre-authorisation
singtel-sustainability-report-2012.pdf | Singtel KCTC-2 | 45 | X | [5 empty] | 8 | 2012 | Singtel KCTC-2 | Singtel | No. | Yes | Yes (Sustainability Report) | Yes | Not available | Not available | not available | Singapore | Not available | Singapore | not available | Not available | Not available | Not available | Not available | Not available | Not available | Not available | Not available | Not available | Not available | Not available | Not available | Not available | Not available | Not available | Not available | Not available | Not available | Not available | Not available | Not available | Not available | Not available | Not available | Not available | Not available | SS564 | SS564 | Not available | Not available | Not available | Not available | Not available | Not available | Not available | Not available | The renewable energy power generation capacity available on-site is 24 kW. | Not available | Not available | Not available | Not available | Not available | Not available | Yes | The green building standard mentioned is the Building and Construction Authority’s Green Mark Gold Award. | The energy standard mentioned in the text is the Building and Construction Authority’s Green Mark Gold Award. | Not available | Not available | Not available
singtel-sustainability-report-2010.pdf | Singtel KCTC-2 | 45 | X | [5 empty] | 15 | 2010 | Singtel KCTC-2 | Singtel | Yes | Yes | Yes (Sustainability Report) | No | Kim Chuan Telecommunications Centre 2 (KCTC-2) | SingTel | Not available | Singapore | Singapore | Singapore | Active | 2010 | Not available | Not available | Not available | Not available | Not available | Not available | Not available | Not available | Not available | Not available | Not available | Not available | Not available | Not available | Not available | Not available | Not available | Not available | Not available | Not available | Not available | Not available | Not available | Not available | Not available | Not available | Not available | Not available | 500,000 sq feet | Not available | Not available | Not available | Not available | Not available | Grid-Tied Solar Photovoltaic System | The renewable energy power generation capacity available on-site mentioned in the text is a Grid-Tied Solar Photovoltaic System with a peak capacity of 40 kW. | Not available | 1. Grid-Tied Solar Photovoltaic system 2. Green data centre | R22 and R134a | Not available | 500,000 sq feet | Not available | Yes | Not available | Not available | Water Efficient Building certification by the Public Utilities Board | Not available | Not available
CyrusOne-2024-Sustainability-Report.pdf | CyrusOne Singapore | 46 | X | [5 empty] | 20 | 2024 | CyrusOne Singapore | CyrusOne Data Centers | No | Yes | Yes (Sustainability Report) | No | San Antonio (SAT4) | Not available | Not available | Not available | Texas | United States | Not available | not available | Not available | Not available | Yes | Not available | Yes | Yes | Yes | Yes | Yes | Yes | Not available | Not available | Yes | Not available | Yes | Yes | Not available | Not available | Yes | Not available | Not available | Not available | Not available | Not available | Not available | Not available | - ISO 14001 EMS - ISO 45001 OHSMS - ISO 27001 - ISO 22301 | Not available | Not available | Not available | Not available | Not available | Not available | Colocation | Emergency Power Systems | Not available | Not available | Not available | Building management systems | Not available | Not available | Not available | Yes | Not available | Not available | Not available | Not available | The security systems mentioned in the text are: - Building Management Systems (such as HVAC controls, CCTV, and access control systems) - Emergency Power Systems
2023-Sustainability-Report-Final-CyrusOne.pdf | CyrusOne Singapore | 46 | X | [5 empty] | 15 | 2023 | CyrusOne Singapore | CyrusOne Data Centers | No | Yes | Yes (Sustainability Report) | Yes | Not available | Not available | Not available | Not available | Not available | Not available | Not available | not available | Not available | Not available | Not available | Not available | Yes | Not available | Yes | Yes | Not available | Not available | Not available | Not available | Not available | Not available | Yes | Yes | Yes, 24/7 | Not available | Not available | Not available | Not available | Not available | Not available | Not available | Not available | ISO 50001 EnMS - Frankfurt (FRA1) - Frankfurt (FRA2) - Frankfurt (FRA3) ISO 45001 OHSMS - Amsterdam (AMS1) - Frankfurt (FRA1) - Frankfurt (FRA2) - Frankfurt (FRA3) - London (LON1) - London (LON2) - London (LON3) | - ISO 50001 EnMS - ISO 45001 OHSMS - ISO 14001 EMS | Not available | 4,779,501 colocation square feet | Not available | Not available | Not available | Not available | The type of facility mentioned in the text is a colocation data center. | Not available | Not available | Not available | Not available | evaporative cooling | Not available | Not available | Not available | Yes | The green building standards mentioned are STAR, LEED, BREEAM, ISO, ENERGY STAR, and Green Globes. | Not available | Water Usage Effectiveness (WUE Site & WUE Source) | Not available | The security systems mentioned in the text are: 1. Closed-circuit cameras 2. Security guards 3. Dual authentication 4. Strict access controls
NASDAQ_CONE_2021.pdf | CyrusOne Singapore | 46 | X | [5 empty] | 13 | 2021 | CyrusOne Singapore | CyrusOne Data Centers | No | Yes | Yes (Sustainability Report) | No | Not available | CyrusOne | Not available | Not available | Not available | Not available | Active | Not available | Yes | Not available | Not available | Not available | Not available | Not available | Not available | Not available | Not available | Not available | Not available | Not available | Not available | Not available | Not available | Not available | Yes, 24/7 | Not available | Not available | Not available | Not available | n+1 | Not available | Not available | Not available | ISO 14001 Certified | Not available | Not available | 4,665,379 colocation square feet | Not available | Not available | Not available | Not available | Colocation | High-efficiency uninterruptible power supplies (UPS) | Not available | Not available | Not available | 1) Building management systems 2) EcoNot availablemizers | Not available | Not available | Not available | Yes | The green building standards mentioned in the text are BREEAM, LEED, Energy Star, and Green Globes. | The energy standards mentioned are Power Usage Effectiveness (PUE), Carbon Usage Effectiveness (CUE), and Water Usage Effectiveness (WUE). | Not available | Not available | Not available
NASDAQ_CONE_2020.pdf | CyrusOne Singapore | 46 | X | [5 empty] | 15 | 2021 | CyrusOne Singapore | CyrusOne Data Centers | No. | Yes | Yes (Sustainability Report) | Yes | London I, London II | CyrusOne | Not available | Slough and Stockley | Slough and Stockley. | United Kingdom | Not available | Not available | Not available | Not available | Not available | Not available | Not available | Not available | Yes | Not available | Not available | Not available | Not available | Not available | Not available | Not available | Not available | Not available | Not available | Not available | Not available | Not available | Not available | n+1 | Not available | The text mentions that the data center was designed with multiple, redundant UPSs so that one could fail without hindering server uptime. However, the specific redundancy configuration (e.g., N+1, 2N) is Not availablet provided in the provided text. Therefore, the answer is "Not available" | Not available | Not available | Not available | Not available | Not available | Not available | The text mentions three building floors/halls: Data Hall 1, Data Hall 2, and Future Data Hall. | Not available | Not available | Colocation | High-efficiency uninterruptible power supplies (UPS) | Not available | Not available | 1) Building management systems 2) EcoNot availablemizers | 1) Building management systems 2) EcoNot availablemizers 3) Throttling 4) Liquid-to-chip cooling ready | Not available | Not available | Not available | Not available | Not available | The energy standards mentioned are Power Usage Effectiveness (PUE), Water Usage Effectiveness (WUE), and Carbon Usage Effectiveness (CUE). | Water Usage Effectiveness (WUE) | Not available | Not available
20230215_181559_J91U_WJ8YGSYHE35O5EQM.1.pdf | ESR BizPark @ Chai Chee | 47 |  |  |  | X |  |  | 11 | 2023 | ESR BizPark @ Chai Chee | ESR Group | Yes | Yes | Yes | No | APAC Data Centre 3 | APAC Data Centre 3 | not available | Tokyo | Japan | Japan | Not available | not available | not available | not available | not available | not available | not available | not available | not available | not available | not available | not available | not available | not available | not available | not available | not available | not available | not available | not available | not available | not available | not available | not available | not available | not available | not available | not available | not available | not available | not available | not available | not available | not available | not available | not available | not available | The renewable energy power generation capacity available on-site is approximately 16.4 MWp. | not available | not available | not available | not available | The net lettable area (NLA) of the facility mentioned in the text is 32,340 square meters. | not available | Yes | Green Mark Gold Certification | The energy standards mentioned in the text are: - Green Mark Gold / Gold Plus - LEED Platinum / Gold | not available | LEED Platinum / Gold | not available
20210728_235544_J91U_4K9B91CPN4VSMNFH.3.pdf | ESR BizPark @ Chai Chee | 47 |  |  |  | X |  |  | 6 | 2021 | ESR BizPark @ Chai Chee | ESR Group | Yes | Yes | No | No | Data Centre Operator | 1-Net Singapore Pte Ltd | 7000 Ang Mo Kio Avenue 5, Singapore 569877 | not available | Chai Chee | Singapore | Not available | not available | not available | not available | not available | not available | not available | not available | not available | not available | not available | not available | not available | not available | not available | not available | not available | not available | not available | not available | not available | not available | not available | not available | not available | not available | not available | not available | not available | not available | not available | not available | not available | not available | not available | not available | not available | not available | not available | not available | not available | not available | The floor space mentioned in the text is approximately 265,000 sqft of additional GFA. | not available | not available | not available | not available | not available | not available | not available
890459_E_ESR-LOGOS-REIT_AR2022_0403_2140_LR.pdf | ESR BizPark @ Chai Chee | 47 |  | X |  |  |  |  | 10 | 2023 | ESR BizPark @ Chai Chee | ESR Group | Yes | Yes | Yes | No | The names of the data centers mentioned are: - Malkoha (Meta) - Google Asia Pacific | not available | not available | not available | not available | not available | not available | not available | not available | not available | not available | not available | not available | not available | Yes | not available | not available | not available | not available | not available | not available | not available | not available | not available | Yes and how many hours such as 24/7 | not available | not available | not available | not available | not available | not available | not available | not available | ISO 14001 | not available | not available | not available | not available | not available | not available | not available | not available | not available | The renewable energy power generation capacity available on-site is not availablet explicitly mentioned in the text provided. Therefore, the response is "not available" | not available | not available | District Cooling | not available | The Gross Floor Area mentioned in the text is 472,896 sqm and 85,424 sqm. | not available | Yes | The green building standards mentioned are "increased mandatory environmental sustainability standards for new buildings and existing buildings." Specific names of the standards are not availablet provided in the text. | not available | WEB certification | not available | not available
Operations_Review.pdf | ESR BizPark @ Chai Chee | 47 |  | X |  | X |  |  | 9 | 2023 | ESR BizPark @ Chai Chee | ESR Group | No. | Yes | No | No | The names of the data centres mentioned are: - Bupyeong KR1 data centre - Kwai Chung HK data centre - Rabale MU1 data centre - Cosmosquare OS1 data centre | not available | not available | Seoul, Osaka, Tokyo, Sydney, Shanghai | The data centers mentioned are located in Seoul, Kwai Chung, Rabale, and Osaka. | South Korea, Hong Kong, Japan, India | 1. Bupyeong KR1 data centre in Seoul - not available 2. Kwai Chung HK data centre - not available 3. Rabale MU1 data centre - not available 4. Cosmosquare OS1 data centre in Osaka - Inactive (under construction, completion expected in 2026) | not available | not available | not available | not available | not available | not available | not available | not available | not available | not available | not available | not available | not available | not available | Yes | not available | Yes | not available | not available | not available | not available | not available | not available | not available | not available | not available | not available | not available | not available | not available | not available | not available | not available | not available | not available | not available | not available | not available | not available | not available | not available | not available | Woolworths Group | not available | not available | not available | not available | not available | Security and surveillance features, proper ventilation, and basic fire-fighting features such as sprinkler systems.
Message_to_Unitholders.pdf | ESR BizPark @ Chai Chee | 47 |  | X |  | X |  |  | 7 | 2023 | ESR BizPark @ Chai Chee | ESR Group | Yes | Yes | No | No | not available | not available | 7002 Ang Mo Kio Ave 5 | Singapore | Greater Tokyo area. | Japan | not available | not available | not available | not available | not available | not available | not available | not available | not available | not available | not available | not available | not available | not available | not available | not available | not available | not available | not available | not available | not available | not available | not available | not available | not available | not available | not available | not available | not available | not available | not available | not available | not available | not available | not available | not available | not available | not available | not available | not available | not available | not available | 24,600 sqm | not available | Yes | The green building standards mentioned in the text are BCA Green Mark Gold/Gold Plus and LEED Platinum certifications. | not available | not available | not available | not available
A-REIT_Presentation_4_properties_21Feb2005.pdf | Kim Chuan Telecommunications Complex | 48 |  |  |  | X |  |  | 9 | 2005 | Kim Chuan Telecommunications Complex | CapitaLand Data Centre | Yes | No | No. | No | Data Centre : SingTel | SingTel | not available | Singapore | Singapore | Singapore | Active | not available | not available | not available | not available | not available | not available | not available | not available | not available | not available | not available | not available | not available | not available | not available | not available | not available | not available | not available | not available | not available | not available | not available | not available | not available | not available | not available | not available | not available | not available | not available | 7 | not available | not available | not available | not available | not available | not available | not available | not available | not available | 22,741 sqm | SingTel | not available | not available | not available | not available | not available | not available
511611_Sustainability Report 2018.pdf | Kim Chuan Telecommunications Complex | 48 | X | [5 empty] | 5 | 2018 | Kim Chuan Telecommunications Complex | CapitaLand Data Centre | Yes | No | Yes (Sustainability Report) | No | not available | Not available | Not available | not available | Not available | Singapore | Not available | Not available | Not available | Not available | Not available | Not available | Not available | Not available | Not available | Not available | Not available | Not available | Not available | Not available | Not available | Yes | Not available | Not available | Not available | Not available | Not available | Not available | Not available | Not available | Not available | Not available | Not available | Not available | Not available | Not available | Not available | Not available | Not available | Not available | Not available | Not available | Not available | Not available | Not available | Not available | The cooling systems mentioned in use by the data center are: - Air cooled chiller - Computer Room Air Handling Units (CRAH) - Air Handling Units (AHUs) | Not available | Not available | Not available | Yes | Not available | The energy standards mentioned in the text are ICNIRP (International Commission on Not availablen-Ionizing Radiation Protection) and ARPANSA standards. | Not available | Not available | Not available
Microsoft-datacenters-in-Singapore.pdf | Microsoft Singapore Woodlands | 49 |  |  |  | X |  |  | 7 | 2024 | Microsoft Singapore Woodlands | Microsoft | No | Yes | Yes | No | Not available | Microsoft | not available | Singapore | Singapore | Singapore | Not available | not available | not available | not available | not available | The provided text does not availablet mention whether the datacenters are ISO 9001 certified. Therefore, not available. | not available | not available | not available | not available | not available | not available | not available | not available | not available | not available | not available | not available | not available | not available | not available | not available | not available | not available | not available | not available | not available | not available | not available | not available | not available | not available | not available | not available | not available | not available | not available | not available | not available | not available | Water-cooled chillers | not available | not available | not available | Yes. | not available | not available | not available | not available | not available
Singapore (Southeast Asia).pdf | Microsoft Singapore Woodlands | 49 |  |  |  | X |  |  | 11 | 2023 | Microsoft Singapore Woodlands | Microsoft | No | Yes | No | No | not available | Microsoft | not available | Singapore | Southeast Asia region | Singapore | Active | not available | not available | not available | not available | not available | not available | not available | not available | not available | not available | not available | not available | not available | not available | not available | not available | not available | not available | not available | not available | not available | not available | not available | not available | not available | not available | not available | not available | not available | not available | not available | not available | not available | not available | not available | The power system mentioned in the text is "solar power." | not available | 1.358 | not available | NEWater and mechanical cooling | not available | not available | not available | Yes | not available | The energy standards mentioned in the text are: - Power usage effectiveness (PUE) - Design PUE for new datacenters: 1.23 | Water usage effectiveness (WUE) | not available | not available
Microsoft-datacenters-in-Singapore.pdf | Microsoft Singapore Woodlands | 49 |  |  |  | X |  |  | 7 | 2024 | Microsoft Singapore Woodlands | Microsoft | No. | Yes | Yes (Sustainability Report) | No | not available | Microsoft | Not available | Singapore | Singapore | Singapore | Not available | not available | Not available | Not available | Not available | Not available | Not available | Not available | Not available | Not available | Not available | Not available | Not available | Not available | Not available | Not available | Not available | Not available | Not available | Not available | Not available | Not available | Not available | Not available | Not available | Not available | Not available | Not available | Not available | Not available | Not available | Not available | Not available | Not available | The size of the building floor to ceiling height is Not availablet mentioned in the text provided. Therefore, the answer is 'Not available'. | Not available | Not available | Not available | Not available | Not available | water-cooled chillers | Not available | Not available | Not available | Yes | Not available | Not available | Not available | Not available | Not available
2022-Environmental-Sustainability-Report.pdf | Microsoft Singapore Woodlands | 49 | X | [5 empty] | 9 | 2023 | Microsoft Singapore Woodlands | Microsoft | No. | Yes | Yes (Sustainability Report) | No | Not available | Microsoft | Not available | Not available | Phoenix | The countries mentioned where datacenters are located are the United States and Ireland. | Active | not available | Not available | Not available | Not available | Not available | Not available | Not available | Not available | Not available | Not available | Not available | Not available | Not available | Not available | Not available | Not available | Not available | Not available | Not available | Not available | Not available | Not available | Not available | Not available | Not available | Not available | Not available | Not available | Not available | Not available | Not available | Not available | Not available | Not available | Not available | Sun Streams 2 Solar Project | Not available | 1.12 | Not available | The cooling systems mentioned in the text are: - Direct outside air cooling - Direct evaporation cooling - Two-phased liquid immersion cooling - Adiabatic cooling system | Not available | Not available | Not available | Yes | All major projects must achieve LEED Gold or Platinum certification. | Not available | Not available | Not available | Not available
Singapore (Southeast Asia).pdf | Microsoft Singapore Woodlands | 49 |  |  |  | X |  |  | 14 | 2023 | Microsoft Singapore Woodlands | Microsoft | No | Yes | No | No | not available | Microsoft | Not available | error | Southeast Asia region | Singapore | Active | not available | Not available | Not available | Not available | Not available | Not available | Not available | Not available | Not available | Not available | Not available | Not available | Not available | Not available | Not available | Not available | Not available | Not available | Not available | Not available | Not available | Not available | Not available | Not available | Not available | Not available | error | Not available | Not available | Not available | Not available | Not available | Not available | error | Not available | The power system mentioned in the text is "solar power." | Not available | 1.358 | Not available | error | Not available | Not available | Not available | Yes | error | The energy standards mentioned in the text are: - Power usage effectiveness (PUE) - Design PUE for new datacenters: 1.23 | Water usage effectiveness (WUE) | Not available | Not available
Microsoft_Environmental_Sustainability_Report_2020.pdf | Microsoft Singapore Woodlands | 49 | X | [5 empty] | 9 |  | Microsoft Singapore Woodlands | Microsoft | No. | Yes | Yes (Sustainability Report) | No | Amsterdam | Microsoft | Not available | Amsterdam. | Sweden | Amsterdam | Active | Not available | Not available | Not available | Not available | Not available | Not available | Not available | Not available | Not available | Not available | Not available | Not available | Not available | Not available | Not available | Not available | Not available | Not available | Not available | Not available | Not available | Not available | Not available | Not available | Not available | Not available | Not available | Not available | Not available | Not available | Not available | Not available | Not available | Not available | Not available | Not available | The on-site renewable energy capacities mentioned in the text are as follows: - 418 in the first year - 400 in the second year - 587 in the third year - 318 in the fourth year | Not available | Not available | Adiabatic cooling | Not available | Not available | Not available | Yes | Not available | Not available | Not available | Not available | Not available
20190503_171727_CC3_WNKH2Q8NGGGBPJUD.1.pdf | StarHub SHDC1@TaiSeng | 50 |  | X |  | X |  |  | 2 | 2019 | StarHub SHDC1@TaiSeng | StarHub | No. | Yes | No | No | Not available | not available | not available | not available | not available | not available | not available | not available | not available | not available | not available | not available. | not available. | not available | not available | not available | not available | not available | not available | not available | not available | not available | not available | not available | not available | not available | not available | not available | not available | not available | not available | not available | not available | not available | not available | not available | not available | not available | not available | not available | not available | not available | not available | not available | not available | not available | not available | not available | not available | not available | not available | not available | not available | not available | not available | not available
StarHub_Data_Centre_Fact_Sheet.pdf | StarHub SHDC1@TaiSeng | 50 |  |  | X | X |  |  | 18 | 2014 | StarHub SHDC1@TaiSeng | StarHub | No. | Yes | No | No | not available | StarHub | not available | not available | not available | not available | Not available | not available | not available | not available | not available | not available | not available | not available | not available | not available | not available | not available | not available | not available | not available | Yes | not available | Yes | Yes, 24/7. | Yes. | Yes | Yes | 20 MVA | 2N configuration | N+1 | 2N | not available | not available | not available | Raised floor | 40,000 sq feet | 40,000 sq feet | not available | not available | not available | Colocation | The power systems mentioned are: - UPS Power - Standby Power | not available | not available | not available | Water cooled chillers | not available | not available | not available | not available | not available | not available | not available | not available | The security systems mentioned in the text are: - Iris scanners - Man traps - CCTV - Card key access - 24x7 CCTV monitoring by security officers on-site - Facility access only via badge access, iris scanner in man trap, and Module badge access
20220404_071127_CC3_TLA2EP0G7SO429A9.1.pdf | StarHub SHDC1@TaiSeng | 50 |  | X |  |  |  |  | 6 | 2022 | StarHub SHDC1@TaiSeng | StarHub | Yes | Yes | Yes | No | not available | not available | not available | Singapore | Loyang | Singapore | Not available | not available | not available | not available | not available | not available | not available | not available | not available | not available | not available | not available | not available | not available | not available | not available | not available | not available | not available | not available | not available | not available | not available | not available | not available | not available | not available | not available | not available | not available | not available | not available | not available | not available | not available | not available | not available | not available | 1.76 | not available | not available | not available | not available | not available | Yes | not available | not available | not available | 27001 standards | not available
Sustainability.pdf | StarHub SHDC1@TaiSeng | 50 | X | [5 empty] | 8 | 2022 | StarHub SHDC1@TaiSeng | StarHub | Yes | Yes | Yes | No | not available | not available | not available | Loyang | Loyang | Singapore | Active | not available | not available | not available | not available | not available | not available | not available | not available | not available | not available | not available | not available | not available | not available | not available | not available | not available | not available | not available | not available | not available | not available | n+1 | not available | not available | not available | not available | not available | not available | not available | not available | not available | not available | not available | not available | not available | not available | 1.76 | not available | not available | not available | not available | not available | Yes | not available | not available | not available | 27001 standards | not available
aws-overview.pdf | Amazon AWS SIN - 12 Sunview | 51 |  |  |  | X |  |  | 10 |  | Amazon AWS SIN - 12 Sunview | Amazon AWS | No. | Yes | No. | No | not available | not available | not available | not available | not available | Canada, Germany, Ireland, United Kingdom, France, Italy, Singapore, Australia, Japan, India, Brazil, South Korea, United States. | Not available | not available | not available | not available | Yes | Yes | not available | not available | not available | not available | Yes | Yes | Yes | not available | Yes | not available | not available | not available | not available | not available | not available | not available | not available | not available | not available | not available | not available | ISO 9001, ISO 27001, ISO 27017, ISO 27018 | ISO 9001, ISO 27001, ISO 27017, ISO 27018 | not available | not available | not available | not available | not available | not available | not available | not available | not available | not available | not available | not available | not available | not available | not available | not available | not available | not available | not available | The security standards mentioned in the text are: - SOC 1/ISAE 3402, SOC 2, SOC 3 - FISMA, DIACAP, and FedRAMP - PCI DSS Level 1 - ISO 9001, ISO 27001, ISO 27017, ISO 27018 | not available
green-data-centres-policy-singapore-case.pdf | Cintech II | 52 |  |  |  | X |  |  | 13 | 2022 | Cintech II | Vodien Internet Solutions | No. | No. | No | No | not available | Not available | not available | New York and London | Singapore | United States, United Kingdom, Singapore | not available | not available | not available | not available | The provided context does not availablet mention whether the data centers are ISO 27001 certified. Therefore, not available. | The provided context does not availablet mention whether the data center has ISO 9001 certification. Therefore, not available. | not available | not available | not available | not available | not available | not available | not available | not available | not available | not available | not available | not available | not available | not available | not available | not available | not available | not available | not available | not available | not available | not available | not available | not available | not available | not available | not available | not available | not available | Colocation | not available | not available | 1.90 | The text mentions "electrochemical desalination" as a low-carbon technot availablelogy innot availablevation in use. | Liquid cooling | not available | The text mentions that the centres boast close to six million square feet of rack space. | not available | Yes | not available | The energy standards mentioned are: - By January 1, 2025, new data centres operating at full capacity will meet an annual PUE target of 1.4 for warmer climates and 1.3 for colder climates. - Existing data centres will achieve these same targets by January 1, 2030. | Water usage effectiveness (WUE) | not available | not available
keppel-corporation-ar-22-operating-and-market-review.pdf | M1 Next-Gen Data Centre | 53 |  |  |  | X |  |  | 9 | 2023 | M1 Next-Gen Data Centre | M1 Limited | Yes | Yes | No | No | Huailai Data Centre | Keppel T&T | not available | Greater Beijing | Genting Lane | Singapore | Not available | not available | not available | not available | not available | not available | not available | not available | not available | not available | not available | not available | not available | not available | not available | not available | not available | not available | not available | not available | not available | not available | not available | not available | not available | not available | not available | not available | not available | not available | not available | not available | not available | not available | not available | not available | not available | not available | not available | The low-carbon technot availablelogy innot availablevations mentioned in the text are: - Floating Data Centre Module - hydrogen production - low-carbon energy hub - low-carbon ammonia/hydrogen - carbon capture utilisation and sequestration (CCUS) | chilled water systems | not available | not available | not available | Yes | Green Mark Platinum (Zero Energy) | not available | not available | not available | not available
vpc_best_practices_design_guide.pdf | M1 Next-Gen Data Centre | 53 |  |  |  | X |  |  | 1 |  | M1 Next-Gen Data Centre | M1 Limited | No. | No | No | No | not available | not available | not available | not available | not available | not available | Active | not available | not available | not available | not available | not available | not available | not available | not available | not available | not available | not available | not available | not available | not available | not available | not available | not available | not available | not available | not available | not available | not available | not available | not available | not available | not available | not available | not available | not available | not available | not available | not available | not available | not available | not available | not available | not available | not available | not available | not available | not available | not available | not available | not available | not available | not available | not available | not available | not available
ovhcloud-white-paper-data-centers-and-cloud-2024-v2.pdf | OVHcloud SGP1 | 55 |  |  |  | X |  |  | 5 | 2024 | OVHcloud SGP1 | OVH | No. | Yes | No | No | not available | not available | not available | not available | not available | not available | Not available | not available | not available | not available | not available | not available | not available | not available | not available | not available | not available | not available | not available | not available | not available | not available | not available | not available | not available | not available | not available | not available | not available | not available | not available | not available | not available | not available | not available | not available | not available | not available | not available | not available | not available | The type of facility mentioned in the text is hyperscale. | not available | not available | 1.1–1.3 | not available | The cooling system used by the datacenter is described as a "closed-loop cooling system." | not available | not available | not available | Yes | not available | The energy standard mentioned in the text is ISO/IEC 30134-2:2016. | not available | not available | not available
513659447414111-terms-and-conditions-2022-05-18-1142.pdf | OVHcloud SGP1 | 55 |  |  |  | X |  |  | 4 | 2020 | OVHcloud SGP1 | OVH | No | Yes | No | No | not available | OVHcloud. | not available | not available | not available | not available | Not available | not available | not available | not available | not available | not available | not available | not available | not available | not available | not available | not available | not available | not available | Yes | not available | not available | not available | not available | not available | not available | not available | not available | not available | not available | not available | not available | not available | not available | not available | not available | not available | not available | not available | not available | not available | not available | not available | not available | not available | not available | not available | not available | OVHcloud CLIENT | not available | not available | not available | not available | PCI DSS-SPECIFIC | not available
terascale-hdd-data-sheet-ds1793-1-1306us (1).pdf | IT Block Pte. Ltd. | 58 |  |  |  | X | X |  | 4 | 2013 | IT Block Pte. Ltd. | IT Block Pte. Ltd. | No | No | No | Yes | not available | not available | not available | not available | not available | United States, France, Singapore | Not available | not available | not available | not available | not available | not available | not available | not available | not available | not available | not available | not available | not available | not available | not available | not available | not available | not available | not available | not available | not available | not available | not available | not available | not available | not available | not available | not available | not available | not available | not available | not available | not available | not available | not available | not available | PowerChoice | not available | not available | not available | not available | not available | not available | not available | not available | not available | not available | not available | Seagate Instant Secure Erase | Seagate Instant Secure Erase
Seagate-32763973-exos-7-e2DS1956-1-1709US-en_CA.pdf | IT Block Pte. Ltd. | 58 |  |  |  | X | X |  | 1 | 2018 | IT Block Pte. Ltd. | IT Block Pte. Ltd. | No | No | No | Yes | not available | not available | not available | not available | not available | not available | not available | not available | not available | not available | not available | not available | not available | not available | not available | not available | not available | not available | not available | not available | not available | not available | not available | not available | not available | not available | not available | not available | not available | not available | not available | not available | not available | not available | not available | not available | not available | not available | not available | not available | not available | Hyperscale applications/cloud data centers | not available | not available | not available | not available | not available | not available | not available | not available | not available | not available | not available | not available | not available | not available
exos-e-4u106DS1980-1-1805US-en_US.pdf | IT Block Pte. Ltd. | 58 |  |  |  | X | X |  | 2 | 2018 | IT Block Pte. Ltd. | IT Block Pte. Ltd. | No. | No | No | Yes | not available | Not available | not available | not available | not available | not available | Not available | not available | not available | not available | not available | not available | not available | not available | not available | not available | not available | not available | not available | not available | not available | not available | not available | not available | not available | not available | not available | not available | not available | not available | not available | not available | not available | not available | not available | not available | not available | not available | not available | not available | not available | not available | PSUs | not available | not available | not available | not available | not available | not available | not available | not available | not available | UL 60950-1 (United States) ¦ CAN/CSA-C22.2 not available60950-1- 07 (Canada) ¦ EN 60950-1 (European Union) ¦ IEC 60950-1 | not available | not available | not available
11410-01177C.pdf | IT Block Pte. Ltd. | 58 |  |  |  | X | X |  | 4 | 2021 | IT Block Pte. Ltd. | IT Block Pte. Ltd. | No | No | No. | Yes | not available | not available | not available | not available | not available | not available | not available | not available | not available | not available | not available | The provided information does not availablet specify whether the datacenter has ISO 9001 certification. Therefore, I cannot availablet confirm if it is certified. | not available | not available | not available | not available | not available | not available | not available | not available | not available | not available. | not available | not available | not available | not available | not available | not available | not available | not available | not available | not available | not available | not available | not available | not available | not available | not available | 16th Floor | not available | not available | not available | not available | not available | not available | not available | not available | not available | not available | not available | not available | not available | The energy standards mentioned in the text are: - RoHS Directive 2015/863/EU | not available | not available | not available
apc-hosting.pdf | APC Hosting SG1 | 59 |  |  |  | X |  |  | 3 | 2014 | APC Hosting SG1 | APC Hosting | No. | Yes | No | No | not available | not available | not available | Toa Payoh | Toa Payoh | Singapore | Not available | not available | not available | not available | not available | not available | not available | not available | not available | not available | not available | not available | not available | not available | not available | not available | not available | not available | not available | not available | not available | not available | not available | not available | not available | not available | not available | not available | not available | not available | not available | not available | not available | not available | not available | not available | not available | not available | not available | not available | not available | not available | not available | not available | not available | not available | not available | not available | not available | not available
HWE-Integrated-Governance-Handbook-v5.1-July-2024-1.pdf | APC Hosting SG1 | 59 |  |  |  | X | X |  | 6 | 2024 | APC Hosting SG1 | APC Hosting | No. | No | No | No | not available | not available | not available | not available | not available | not available | not available | not available | not available. | No | not available | not available. | not available | not available | not available | not available | not available | not available | not available | not available | not available. | not available. | not available | not available | not available | not available | not available | not available | not available | not available | not available | not available | not available | not available | not available | not available | not available | not available | not available | not available | not available | not available | not available | not available | not available | not available | not available | not available | not available | not available | Yes | not available | not available | not available | not available | not available
brochure_data-center-locations_uk.pdf | NTT Jurong Data Center | 60 |  |  | X |  |  | X | 23 | 2019 | NTT Jurong Data Center | NTT Global Data Centers | No | Yes | No | No | Slough 1 Data Center | NTT | not available | Slough | Slough | United Kingdom | not available | not available | The brochure does not provide information about whether the data center offers full cabinet services. Therefore, not available. | No. | Yes | not available | not available | not available | not available | not available | not available | not available | not available | not available | Yes | not available | not available | not available | not available | Yes | Yes | not available | not available | 2N | N+1 | 2N | not available | - ISO 14000 - LEED Gold | - ISO 20000 - ISO 14000 - ISO 27001 | not available | not available | not available | not available | not available | not available | not available | The power systems in use by the data center are: - Dual path - UPS in N+1 configuration - Diesel generator in N+1 configuration | not available | 1.2 | not available | Water-cooling system | not available | not available | not available | not available | LEED Gold | ISO 9001, ISO 14000, ISO 27001, ISO 20000, SSAE 16, SEAP3, PCI DSS | not available | - ISO 27001 - PCI DSS | The security systems in use are: - Preregistration - Photo identification - Integrated circuit (IC) card authentication - Biometric authentication - Anti-tailgating system
231003_1.pdf | NTT Jurong Data Center | 60 |  |  |  | X |  |  | 11 | 2023 | NTT Jurong Data Center | NTT Global Data Centers | No. | Yes | Yes | No | not available | NTT Ltd | not available | Mumbai | Mumbai Area | Netherlands, Switzerland, Malaysia, Singapore, Thailand, United States, Austria, Spain. | The operating status of the data centers is not mentioned in the provided context. Therefore, the response is "not available" | not available | No. | The provided context does not specify whether the data centers offer shared rack space services. Therefore, not available. | not available | not available | not available | not available. | not available | not available | not available | not available | not available | not available | not available | not available | not available | not available | not available | not available | not available | not available | not available | not available | not available | not available | not available | not available | not available | not available | not available | not available | not available | not available | not available | The type of facility mentioned in the text is "hyperscaler." | not available | not available | not available | not available | Row-Based Cooling with Containment | not available | not available | not available | Yes | not available | not available | not available | not available | not available
220929_1.pdf | NTT Jurong Data Center | 60 |  |  |  | X |  |  | 11 | 2022 | NTT Jurong Data Center | NTT Global Data Centers | No | Yes | Yes | No | Hemel Hempstead 4, Phoenix PH1, Zurich 1B, Navi Mumbai 1A, Berlin 2A/B, Madrid 1, Jakarta 3, Mumbai 8, Frankfurt 4D | NTT Global Data Center Americas | not available | Navi Mumbai | Ashburn VA | The countries mentioned where the data centers are located include: 1. United Kingdom 2. United States 3. Switzerland 4. Germany 5. Spain 6. Indonesia 7. India 8. South Africa 9. Austria 10. Malaysia | not available | not available | No. | No. | not available | not available | not available | not available | not available | not available | not available | not available | not available | not available | not available | not available | not available | Yes | not available | not available | not available | not available | The total critical power mentioned for the plant is 1,073 MW (Launched) + 702 MW (Planned). | not available | not available | not available | not available | not available | not available | not available | not available | not available | not available | not available | not available | Colocation | not available | not available | not available | not available | not available | not available | not available | not available | Yes | not available | not available | not available | not available | not available
sg248350.pdf | SoftLayer - SNG01 | 61 |  |  |  | X | X |  | 16 |  | SoftLayer - SNG01 | SoftLayer | No | Yes | No | No | Not available | not available | not available | Dallas, Houston, Atlanta, New York, Chicago, Denver, San Jose, Seattle, Los Angeles, Singapore, Washington D.C, Tokyo, Hong Kong, Frankfurt, Paris, and Stockholm. | United States | United States | Active | not available | No. | No. | not available | not available | not available | not available | not available | not available | Yes. | Yes. | Yes | not available | not available | not available | not available | not available | not available | not available | not available | not available | not available | N+1 | not available | N+1 | not available | not available | not available | not available | 10000 ft2 | not available | not available | not available | not available | not available | Generators, UPS, HVAC systems | not available | not available | not available | HVAC systems | not available | not available | not available | not available | not available | not available | not available | ISO 27001 Safe Harbor | The security systems mentioned in the text are: - OS firewall - Appliance firewall - Physical firewall device
softlayer_SOC3.pdf | SoftLayer - SNG01 | 61 |  | X |  | X |  |  | 10 | 2018 | SoftLayer - SNG01 | SoftLayer | No | Yes | No | No | AMS01 AMS03 CHE01 DAL01 | Please specify the data center facility you are inquiring about so I can provide the correct operator name. | not available | Frankfurt | Frankfurt, Germany | 1. Paris, France 2. Sao Paulo, Brazil 3. Tukwila, WA, USA 4. South Korea 5. Amsterdam, Netherlands 6. Almere, Netherlands 7. Chennai, India 8. Dallas, TX, USA 9. Frankfurt, Germany 10. Hong Kong, China 11. Houston, TX, USA | not available | not available | not available. | No | not available | not available | not available | not available | not available | not available | not available | not available | Yes | not available | not available | not available | not available | not available | not available | not available | not available | not available | not available | not available | not available | not available | not available | not available | not available | not available | not available | not available | not available | not available | not available | Co-location | not available | not available | not available | not available | not available | not available | not available | not available | not available | not available | not available | not available | Trust Services Principles and Criteria for Security, Availability, Processing Integrity, Confidentiality, and Privacy (AICPA, Trust Services Principles and Criteria, issued March 2016) | not available
MSS-Product-Portfolio-Brochure.pdf | Tata Communications Singapore GS | 62 |  |  |  | X |  |  | 3 | 2019 | Tata Communications Singapore GS | Tata Communications | No. | Yes | No. | No | not available | not available | not available | not available | not available | not available | Not available | not available | No. | No. | not available | not available | not available | not available | not available | not available | not available | not available | not available | not available | not available | not available | not available | not available | not available | not available | not available | not available | not available | not available | not available | not available | not available | not available | not available | not available | not available | not available | not available | not available | not available | not available | not available | not available | not available | not available | not available | not available | not available | not available | not available | not available | not available | not available | not available | 1. Firewall and Unified Threat Management 2. Intrusion Detection and Prevention 3. Guest Wi-Fi access 4. Advanced Malware Detection
Cloud-DC-Managed-Hosting-Services-Brochure.pdf | Tata Communications Singapore GS | 62 |  |  |  | X |  |  | 11 | 2016 | Tata Communications Singapore GS | Tata Communications | No | Yes | No | No | Premier Data Centre Advanced Data Centre Partner Data Centre | Tata Communications | not available | The cities where the data centers are located are: - Lisbon - Seixal - Mumbai (Andheri, Bandra Kurla Complex, Prabhadevi) - Pune - Bangalore (Sanjay Nagar, KIADB) - Los Angeles - Johannesburg - Cape Town | The regions mentioned where the data centers are located include: - Lisbon - Seixal - Los Angeles - Mumbai (Andheri, Bandra Kurla Complex, Prabhadevi) - Pune - Bangalore (Sanjay Nagar, KIADB) - Johannesburg - Cape Town | India | not available | not available | No. | No. | not available | The provided text does not availablet specify whether the data centers are ISO 9001 certified. Therefore, I cannot availablet confirm this information. | not available | not available | not available | not available | not available | not available | not available | not available | not available | not available | not available | not available | not available | not available | not available | not available | not available | not available | not available | not available | not available | not available | not available | not available | 1 million sq. ft. | not available | not available | not available | not available | Colocation | not available | not available | not available | not available | not available | not available | not available | not available | not available | not available | not available | not available | not available | The security systems mentioned in the text are: - Advanced Malware Protection - Web application firewalls - Managed SIEM - Vulnerability Management Services - DDOS detection and mitigation - Firewall, UTM, and IDPS (as part of CPE monitoring and management)
integrated-annual-report-fy2023-24.pdf | Tata Communications Singapore GS | 62 | X | X |  |  |  |  | 17 | 2024 | Tata Communications Singapore GS | Tata Communications | No | Yes | No | No | STT Global Data Centres India Private Limited | STT Global Data Centres India Private Limited | not available | Pune | India | India | Active | not available | No | No | not available | not available | Yes | not available | not available | not available | not available | not available | not available | not available | not available | not available | not available | not available | not available | not available | not available | not available | not available | not available | not available | not available | ISO 14001:2015 | ISO 14001:2015 | ISO 14001:2015 | not available | 26 | not available | not available | not available | not available | not available | not available | The text does not availablet specify the on-site renewable energy power generation capacity separately. Therefore, the answer is "not available" | 1.5 | not available | not available | not available | not available | not available | Yes | not available | not available | not available | 1. Securities Exchange Board of India (Listing Obligations and Disclosure Requirements) Regulations, 2015 2. Securities and Exchange Board of India (Issue of Capital and Disclosure Requirements) Regulations, 2018 3. Securities and Exchange Board of India (Delisting of Equity shares) Regulations, 2021 4. Securities and Exchange Board of India (Buy-back of Securities) Regulations, 2018 5. Securities and Exchange Board of India (Registrar to | not available
corp-report-stt_gdc-india.pdf | Tata Communications Singapore GS | 62 |  |  |  | X | X |  | 28 | 2020 | Tata Communications Singapore GS | Tata Communications | Yes | Yes | No | No | STT GDC India | STT GDC India | not available | Delhi, Mumbai, Kolkata, Hyderabad | not available | India | Active | 2009 | Yes | Yes. | not available | not available | Yes | not available | not available | not available | not available | not available | not available | not available | not available | not available | not available | Yes | Yes, the data center has onsite security staff available 24/7. | Yes. | Yes | not available | 110 MW | not available | not available | not available | ISO 14001 certifications | ISO 14001 | not available | Raised floor | 2.5 million sq ft | 2.5 million sq ft | not available | not available | not available | The type of facility mentioned in the text is "colocation." | not available | not available | not available | The low-carbon technot availablelogy innot availablevations mentioned in the text are: - Renewable power sources - Rainwater harvesting and water recycling - Green captive power generation systems - Li-Ion batteries for UPS systems | not available | not available | 2.5 million sq ft | Fortune 500 companies | Yes. | The green building standards mentioned in the text are: - IGBC - LEED GOLD/CEEDA certified | The energy standards mentioned in the text are ASHRAE, Energy Star, ETSI, EU CoC (the EU code of conduct), and The Green Grid. | not available | ETSI, EU CoC (the EU code of conduct), and The Green Grid. | The security systems mentioned in the text include: - Multi-tiered access control - 24x7 surveillance These systems are part of the multilayer security systems deployed for all data centres.
Note on AX2: Christophe Christiaen: The report includes a bunch of information about renewable energy certificats
Note on BJ2: Christophe Christiaen: They report PUE numbers for the whole company across multiple years. The only relevant one is the
Note on BM2: Christophe Christiaen: this is the target, but current WUE stands at 1.15
Note on Y3: Christophe Christiaen: They do report they are operational sincethe 1980s
Note on BI3: Christophe Christiaen: They do mention it is powered by 100% renewable energy
Note on BQ3: Christophe: This is an energy standard rather than a green buildings standard
Note on R6: Christophe Christ: Should be SIN11
Note on S6: Christophe Christiaen: Digital Realty is mentioned in the sheet
Note on T6: Christophe Christiaen: Is available on first payge
Note on W6: Christophe Christiaen: Is available on first page
Note on BI8: Christophe Christiaen: This is at the company level. They also mention vague information at individual facility level: We significantly expanded our capacity to generate renewable energy on site. In 2023, we added five rooftop solar projects in Singapore at our SIN11 and SIN12 data centers, and in Australia at our SYD10, SYD14 and MEL11 data centers.
Note on R25: Christophe Christiaen: This document covers 3 data centres
Note on BB25: Christophe Christiaen: This is often referred to in terms of general floor space
Note on BN25: Christophe Christiaen: This is mentioned in the text
Note on BQ25: Christophe Christiaen: Green Mark Platinum Award from BCA, Gold certification for Leadership in Energy and Environmental Design (LEED) and ISO/IEC 27001:2005 Information Security Management certification from BSI
Note on BQ45: Christophe Christiaen: Green By Design ▪ SS 564 ▪ BCA Green Mark Platinum ▪ OSPAR
Note on AT71: Christophe Christiaen: Total IT load number across all countries is available
Note on BM71: Christophe Christiaen: This data is available though in a graph
Note on Y85: Christophe Christiaen: "Ready in 2016"
Note on AY105: Christophe Christiaen: Missing entries include: TIA 942 Rated 3 • SS 564, 507 • BCA-IMDA Green Mark Award (Platinum)
Note on BL105: Christophe Christiaen: Dual piping Yes Water source 2 (including NeWater)
Note on T124: Christophe Christiaen: It does actually contain the right address but as part of a longer list
Note on AC124: Christophe Christiaen: This is mentioned